## Home
Standard contestable and approved materials list
last updated | 2025-01-20
Overview
This materials list is an inventory of approved materials that can be used across your energy infrastructure projects.
This is a controlled document that can be downloaded from the Yurika website www.yurika.com.au
For any queries or issues identiefed in this document, please contact energysupplies@yurika.com.au
We are Yurika Energy Supplies
We stock 27,000 energy infrastructure related products across some of the largest warehouses in Australia. We package our products and equiment to offer a one-stop-shop with information about availability, lead-times, specifications and more.
Our product range
Our large product range includes new and used distribution transformers, power transformers, power cables, underground/overhead, switch gear, street lights, poles, timber/steel and a comprehensive range of other electrical infrastructure materials.
Our catalogue lists our full product range and offers a search function by material category. Each product item has their own unique identification number, so we can determine the price and availability for you.
How to use this catalogue
Click on the Product catalogue tab below and select a product category from the left hand side navigation. To select multiple categories, click the list button. To clear all filters, click the funnel.
If you are interested in product pricing, click on the Let's talk button below, and copy and paste the row item/s into the email body (including material stock category, item description and srock code). Our team will reply email with a written quote.
Let's talk!

## Product catalogue
Material Stock Category | Tools & Equipment | Stock code
ADAPTER,SOCKET WRENCH | 1/4" Quick Connect Hex Shank to 1/2" Square | 2485712
| 3/8F x 1/2M Impact Rated | 2485795
ADAPTOR | Depth Limiter, 90mm OD, 44mm ID, 23mm W, 2 Piece, 5mm Allen Key Bolts, Acetyl Nylon, Suits Milwaukee M18FMT0 Multi-Tool | 2483840
| Earth Park Adaptor with 100mm Longer Leg & supplied with GR304 and Cast Aluminium Gripall Spindle, Commonly Known as Temp EDO Earthing Stirrups | 2492734
| Replacement Part, Star Lock Adaptor, for Milwaukee Multifunction Tool M18FMT | 2497659
ADAPTOR,UNIVERSAL | Sunrise Attachment (Live Line Tools) | 2484277
ADJUSTER | Ball Socket (Long), Sunrise Attachment (Live Line Tools) | 2484004
| Ball Socket (Short), Sunrise Attachment (Live Line Tools) | 2484012
ATTACHMENT,FORKLIFT | Magnetic Fork Covers, suit Forklift Tyne Dimensions 120-130mm W & 1000-1190mm Lg, 9mm Thk Dags, Black Rubber Upper Layer, (supplied as a pair) | 2483469
AUGER KIT,RETAINING PIN | Ozzy Rexroth Motor Lower Auger Pin, Kelly Bar to Auger, Proline, GP, 5 Piston Staff c/w 1x 22mm 7/8" Pin, 1x 22mm Lynch Pin Retaining Collar, | 105437
| Ozzy Rexroth Motor Upper Auger Pin, Kelly Bar Motor Drive End c/w 1x 25mm 1" Upper Pin, 1x 25mm Lynch Pin Retaining Collar, 1x Lynch Pin | 2487163
BAG,TOOL | CANVAS;C/W FINGER SPRING LOADED DOG CLIP ; BRASS EYELETS;WELDED NICKEL PLATED STEEL D RING;LEGEND- ENERGEX;POLE TOP STYLE BAG;PACK OF 40,PACK | 2045
| CANVAS;C/W METAL FINGER SPRING LOADED DOG CLIP & WELDED STEEL D RING;300 MM LG X 160 MM D (STEEL RING) X 3 MM THK CANVAS BODY & PIGSKIN BASE;C/W WOVEN | 21267
BAG,VACUUM CLEANER | Special Filter Bag Dust Class H, 30L, for Metabo H-Class Battery Vacuum | 2498517
BAG,WASHING | ZWN1W Washnet Bag, HD Polyester Knit, Ziptop Closure, ID Tag | 2466720
BATTERY,STORAGE | 12V, 2.0Ah, M12 Red Li-Ion, Compact, for Milwaukee Tools | 2479103
| 18V, 8.0Ah, M18 Red Li-Ion, for Milwaukee Tools | 2481968
| 2400mAh, Li-Ion, Tait TP8/TP9, c/w Belt Clip | 2483220
| 14.4V, 4.2Ah, Li-Ion, suit 14.4V Battery Drill | 22077
| Metabo LiHD Battery Back, 18V, 8.0Ah | 2498467
BIT,AUGER | Impact, 12mm Dia, 457mm OAL, Steel, Ring Twist Pattern, 11mm Hex Shank, Quick Release | 2466761
| Impact, 16mm Dia, 457mm OAL, Steel, Ring Twist Pattern, 11mm Hex Shank, Quick Release | 2466753
| Impact, 22mm Dia, 900mm O/A Lg, Steel, Ring Twist, 7/16¿ Hex Shank, Quick Release | 22671
| Rock, New Centre Grinding Tip, Left Hand c/w 4 x Bullet Teeth | 2474666
| Triad HD Rock Auger, 450 Dia, 1600mm OAL Triple Cutting Flights, Single Carrier Flights, 75 x 75mm2 Drive, 1200mm Flight Section, 20mm Lead Flights, 16mm Thk | 2474617
| Triad HD Rock Auger, 500 Dia, 1600mm OAL Triple Cutting Flights, Single Carrier Flights, 75 x 75mm2 Drive, 1200mm Flight Section, 20mm Lead Flights, 16mm Thk | 2474625
| Triad HD Rock Auger, 550 Dia, 1600mm OAL Triple Cutting Flights, Single Carrier Flights, 75 x 75mm2 Drive, 1200mm Flight Section, 20mm Lead Flights, 16mm Thk | 2474633
| Triad HD Rock Auger, 600 Dia, 1600mm OAL Triple Cutting Flights, Single Carrier Flights, 75 x 75mm2 Drive, 1200mm Flight Section, 20mm Lead Flights, 16mm Thk | 2474641
| Triad HD Rock Auger, 750 Dia, 1600mm OAL Triple Cutting Flights, Single Carrier Flights, 75 x 75mm2 Drive, 1200mm Flight Section, 20mm Lead Flights, 16mm Thk | 2474658
| Wood, 10mm Dia, 190mm OAL, Alloy Steel, 1/4" Hex Quick Connect | 2478147
| Wood, 12mm Dia, 190mm OAL, Alloy Steel, 1/4" Hex Quick Connect | 2478154
| Wood, 8mm Dia, 170mm OAL, Alloy Steel, 1/4" Hex Quick Connect | 2478139
| Impact, 18mm Dia, 600mm OAL, Steel, Ring Twist Pattern, 11mm Hex Shank, Quick Release | 2466746
| KELLY BAR; 500MM LONG; TO SUIT POLE DRILLING AUGERS; AUGER DRIVE BAR SHORT; | 24744
| AUGER DRIVE BAR;STEEL DRIVE BAR; KELLY BAR 75 MM X 75 MM X 1830MM; FOR AUGERS ON G.P. TRUCKS & LIFTERBORERS REQUIRED TO BORE HOLES FOR POLES; | 23011
| OZZY AUGER DRIVE BAR;HIGH TENSILE STEEL DRIVE BAR;2470MM X 75MM X 75MM; REQUIRED FOR OZZY CRANES; | 23010
BIT,ROUTER | Up Cut Spiral, 3/16 (4,78mm) | 2482016
BIT,SCREWDRIVER | Cross Tip, 1/4" Quick Connect Pozi Drive, PZ1x50mm (P3) | 2485720
| Cross Tip, 1/4" Quick Connect Pozi Drive, PZ2x50mm (P3) | 2485738
| Flat Driver, 4 x 50mm, 1/4" Hex | 2478907
| Flat Driver, 6 x 100mm | 2478915
| Flat Tip, 1/4" Quick Connect, 0.6 x 4.5 x 50mm (P3) | 2485746
| Flat Tip, 1/4" Quick Connect, 0.8 x 4.5 x 50mm (P3) | 2485753
| Phillips, #2, 50mm, 1/4" Quick Connect, (P5) | 2478162
| Phillips, #2, 89mm, 1/4" Quick Connect, (P5) | 2478170
BLADE | Milwaukee, 89mm, Universal Fit OPEN-LOK, Oscillating Multi-Tool HCS Wood Blade | 2491579
| Multi-Tool Blade, Conduit Depth 5mm, Yellow | 2487221
| Replacement Blade, 50mm Tungsten Carbide Blade, for Uni-Pro Precision Scraper | 2487239
| REPLACEABLE HACKSAW TYPE BLADE;24 TPI; 120 MM LG;U/W SC22034 HANDSAW; | 22035
BLADE,CABLE STRIPPER | STRIPPER CCT; HAYCO ADJUSTABLE, BLADE FOR STRIPPING CCT AND LV ABC; | 25340
BLADE,CUTTER,CABLE | REPLACEMENT BLADE TO SUIT LSC & CS CABLE STRIPPER;U/W CCT STRIPPER SC19217; | 20669
| REPLACEMENT BLADE;SEGMENT CUTTER (LGE MOVING JAW BLADE) TO SUIT INSULATED HAND OPERATED RATCHET CABLE CUTTER; BAUDAT K32I & LEMP 252532;U/W SC02490; | 22127
| REPLACEMENT BLADE (SML FIXED JAW BLADE) TO SUIT INSULATED HAND OPERATED RATCHET CABLE CUTTER;BAUDAT K32I & LEMP 252532;U/W SC02490;PACK OF 1; | 22126
BLADE,RECIPROCATING SAW | Bi-Metal, Long Life, 59mm, 14 TPI, for Laminate, (P5) | 2478899
| Jigsaw, 77mm, High Carbon Steel, 16TPI, Suitable for Wood & PVC Applications, (P5) | 2478121
| RECIPROCATING SAW BLADE; 9 INCH; 10 TPI;BI-METAL SAW BLADE; | 23797
BLANKET,DAMPER | to be placed over Strap or Winch Rope | 2407336
BLOCK,TACKLE | Snatch Block, Rating to 10000kg, Vehicle Recovery | 2407339
CONTACT,ELECTRICAL | Fixed Main Contact, For use in Magnefix / Hazemeyer MD4 RMU MANUFACTURERS DATA: PACKAGE DATA# | 2476497
| Fuse Chamber Contact, Complete Socket, For use in Magnefix / Hazemeyer MD4 RMU MANUFACTURERS DATA: PACKAGE DATA# | 2476489
| Fixed Arcing Contact, For use in Magnefix / Hazemeyer MD4 RMU, Removed Using Socket Wrench (2052.044) PACKAGE DATA# | 2476471
COVER,DUST AND MOISTURE | Protective Boot, Rubber, u/w Milwaukee Compact Impact Wrench | 2481984
CRIMPING TOOL,HYDRAULIC | Intercable Battery Pump, Remote Control, 700 Bar Operating Pressure (70MPa), 800ml Tank Capacity, Custom Coupling c/w Carry Bag, for operating hydraulic tools | 25344
| REFURBISHED, Battery Operated, 18V, 13T, Platinum Series, Skin Only | R2471498
CUTTER,BATTERY OPERATED | REFURBISHED, M18 ForceLogic 6T Cable Cutter, Scissor Action, 18V, 355mm Lg, suit Al/Cu Cable to 35mm Dia & ACSR to 22.5mm Dia | R2469666
CUTTER,CABLE,HAND OPERATED | 222mm, for use in Insulated Tool Kit | 2416584
| Parrot Beak Type, suit 70mm2 Cu & Al Conductor c/w Red Insulated Handles, for Installation Inspector Tool Kit & Pole Top Rescue Kit | 104420
| GEAR & RATCHET TYPE;310 MM O/A LG; SUITABLE FOR SOFT DRAWN ALUMINIUM & COPPER CABLES UP TO 32 MM DIA OR 250 SQ MM;C/W VINYL PROTECTIVE CARRY BAG;1000 V | 2490
| Repaired77 KN OUTPUT FORCE;HAND OPERATED TWO STAGE HYDRAULIC PUMP;REPLACEABLE BLADES,SUITS STRANDED CU,AL & ACSR UP TO 24 MM DIA,STAY WIRE UP TO 20 MM DIA,180 | 918955
CUTTER,WIRE ROPE,HAND OPERATED | Sunrise Attachment (Live Line Tools) | 2484236
DRIFTPIN | Locating Pin, Sunrise Attachment (Live Line Tools) | 2484194
DRILL | Repaired, Milwaukee, 18V Hammer Drill, 13mm Chuck, Brushless Powerstate Motor, LED Light, Battery Level Gauge, Skin Only | 924741
DRILL,BATTERY | DRILL, CORDLESS; 12 V; SKIN ONLY FUEL BRUSHLESS MOTOR, 13MM; 13MM CHUCK; LED LIGHT; BATTERY LEVEL GAUGE; | 924740
DUNNAGE | 17-EWP FRP, 550 x 550 x 15mm c/w 2 Rope Handles Rhino Coated Yellow, Rated to 14.5 Tonne RWC | 2474948
| Crane Foot, 610 x 540 x 95mm, Orange Plastic c/w Dual Handle, Rated to 16 Tonne RWC, 11.4kg | 2455137
| Crane Borer FRP, 550 x 550 x 20 mm c/w 2 Rope Handles Rhino Coated Orange, Rated to 21.5 Tonne RWC. | 2474963
EARTH ROD DRIVER | Temporary Earth Rod Driver, Steel Const, Coated Rubber handles 16mm Dia SS Rod, 1600mm length | 23405
EXTRACTOR TOOL | Link Extractor, Female, 3/8" BSF, 1000V Insulated | 2479657
| Link Extractor, Male , 1/4" Whitworth, 1000V Insulated | 2479624
| Link Extractor, Male , 3/8" Whitworth, 1000V Insulated | 2479640
| Link Extractor, Male , 5/16" Whitworth, 1000V Insulated | 2479632
FASTENER | Replacement Part, Blade Fastener Screw, for Milwaukee Multifunction Tool M18FMT | 2497667
FLANGE | Replacement Part, Inner Flange, for Milwaukee 125mm Battery Grinder | 2497634
FRAME,HAND HACKSAW | Junior Hacksaw, 1000V Insulated, 263mm Lg, Blade Length 130mm : | 2479582
FRAME,STORAGE | For Mats, Versadeck Transport, Frame Galv Construction, Forklift & Chain/ Sling Lifting Points on all sides/ends, Safe use decals, SWL, Tare & S/No Plate, | 2430403
FUSECARRIER | Clear Fuse Carrier Test Assembly, c/w Housing Mounted Female Banana Plug | 2486173
| Clear Fuse Carrier Test Assembly, c/w lead female banana plug | 2486165
GAUGE | Conductor Diameter Measuring Gauge, AAC, AAAC & CU, Info includes Diameter, Name, Stranding & Colour Of Conductor, 13 mm Aluminium Plate. | 2471050
| Conductor Diameter Measuring Gauge, ACSR, Info includes Diameter, Name, Stranding & Colour Of Conductor, 13 mm Aluminium Plate. | 2471068
| Conductor Diameter, Aluminium, Sunrise Attachment (Live Line Tools) | 2484079
GRINDER,BATTERY,PORTABLE | Repaired, Milwaukee, 18V, suit 115-125mm Disk, Skin Only | 924077
GRIP,ANCHOR ROD | Pulling Eye, 13 - 32mm Rods, Cast Iron, 2721kg WLL | 2452829
GUIDE BAR,CHAIN SAW | 406mm, Dual-Stud Retention, Compatible with Milwaukee Chainsaw (M18FCHS) | 2481976
HACKSAW,HAND | Sunrise Attachment (Live Line Tools) | 2484244
HAMMER,HAND | Sunrise Attachment (Live Line Tools) | 2484251
HAMMER,WINDOW BREAKER | Rescue and Escape Tool, 76 x 32 x 17mm, ABS Plastic and Stainless Steel, c/w Seatbelt Cutter | 2479061
HOLDER | Aerosol Can, Sunrise Attachment (Live Line Tools) | 2483972
| Cotter Key, Sunrise Attachment (Live Line Tools) | 2484095
| Nut/Washer Holder, Handheld, for M10 Stainless Nuts/Washers | 2485670
| Nut/Washer Holder, Handheld, for M12 Stainless Nuts/Washers | 2485688
| Nut/Washer Holder, Handheld, for M16 Galvanised Nuts/Washers | 2485696
| Pin Holder, Sunrise Attachment (Live Line Tools) | 2484202
| EWP Bucket Tool Organiser Kit, Big Rack with 5 Hooks & 2 Tool Holes c/w 2 x 75mm & 2 x 100mm Bucket Hooks | 2497436
HOLDER,CARD-LABEL | Wire Marking Carriers, Size 4-10mm, PVC, Clear, DMC-4/10-15 (P500) | 2483485
| Wire Marking Carriers, Size 8-16mm, PVC, Clear, DMC-8/16-15 (P500) | 2483493
HOLDER,SCREWDRIVER BIT,POWER TOOL | Locking, 75mm, 1/4" Hex Quick Connect | 2478188
HOLDER,TELEPHONE | EQ RAM Mounts Phone Kit, u/w Universal | 2481620
HOLDER,UMBRELLA | Magnetic, Adjustable, 50Kg Pull Force | 2483956
HOOK | Drag, for Moving/Positioning Versadeck Ground Protection Mats | 2434777
| Live Line Hook, Orange, 50mm Dia, 110mm Lg, Conical Top with Closed Loop, Gravel Filled, c/w Reflective 3 Colour Sign "DANGER CREW ON LINE" | 2489102
| Vegetation Control, Tree & Rope Hook, Sunrise Attachment (Live Line Tools) | 2484285
| "S" HOOK TYPE;SMALL;YELLOW DOUBLE ENDED HOOK;13 MM DIA NYLON ROD;174 MM LG HOOKS,50 MM ID DIA;WWL 45 KG; | 22824
| "S" HOOK TYPE;MEDIUM;YELLOW DOUBLE ENDED HOOK;16 MM DIA NYLON ROD; 242 MM LG HOOK,74 MM ID DIA;WWL 60 KG; | 22823
| Safloc Hook, Hauling Line, 12mm, S/Steel Gde 304, Stamped "WLL 720kg" | 18755
HOOK,CANT | Grip 254mm to 914mm poles, reinforced fiberglass handle, 38.1mm diameter; 1.524m overall length. | 2472868
HOSE | Replacement Suction Hose Extension Quick 32mm, Anti Static, for Metabo H-Class Battery Vacuum | 2498475
HOT LINE STICK | FIBREGLASS;12 M;EXT LENGTH COMBINATION OPERATING/MEASURING TELESCOPIC HOT LINE STICK;METRIC GRADUATIONS M/CM;TRIANGULAR SHAPE;HI-VIS FOAM - FILLED TOP SECTION;e | 919165
| FIBREGLASS;9.2 M EXT LENGTH COMBINATION OPERATING/MEASURING TELESCOPIC HOT LINE STICK;METRIC GRADUATIONS M/CM;TRIANGULAR SHAPE;HI-VIS FOAM - FILLED TOP SECTION; | 919164
| Insulated Fibreglass stick 1.8m Sunrise fitting on 1 end Asseted & barcoded, as per drawing 32177-A3 | 25105
INSTALLATION TOOL,CABLE TIE | Tensioning Tool, Palm Grip, Metal Body with Plastic Hand-Grips | 2484319
INSULATION BLANKET | Welding Blanket, Hi-Temp, 1.8 x 2.0m, Tightly Woven Silica-Glass Fabric, 1100 DegC Working Temp | 2473668
INSULATOR,TEST | HIGH VOLTAGE INSULATOR TESTER FOR LIVE LINE TESTING OF DISC INSULATORS;RANGE 0 TO 40KV RESOLUTION;100V ACCURACY +/-5% 7 SEGMENT 25MM LCD;CARRY CASE C/W SET OF | 23868
JOINER | Versadeck, for Linking Ground Protection Mats Together | 2483865
KEY,SOCKET HEAD SCREW | Curve 3mm for use in Insulated Tool Kit (Allen Key) | 2416964
| Male, 5mm, 90 Degree, 1000V Insulated | 2479699
| Male, 6mm, 90 Degree, 1000V Insulated | 2479707
| ALLEN KEY SOCKET;8 MM HEX; 1/2 IN DRIVE;U/W 8 MM HEX SOCKET HD SCREWS ON TUNNEL TERMINALS CONNECTING HV CCT TO HV BUSHINGS,ON 11 KV NOJA BRAND PMR'S | 21839
| SHORT ARM ALLEN KEY; 5MM HEX DRIVE | 23359
KNIFE,CRAFTSMAN'S | 1000V Insulated Curved S/Steel knife, Back of Blade Covered, c/w Soft Case | 2486496
KNIFE,LINEMANS | Skinning, Sunrise Attachment (Live Line Tools) | 2484228
LABEL | Durasleeve Wire Marking Insert, 15 x 4mm, Polypropylene, White, BPTDS 15-390 (P3000 Labels) | 2483477
| PTDS-15-390, 15 x 4mm, Durasleeve Marker | 2478105
| PTL-19-423, 25.4 x 25.4mm, Glossy Polyester | 2478097
| Test & Tag, Thermal Transfer Labels, Yellow, Roll of 500 | 2471233
| Test & Tag, Thermal Transfer Labels, Blue, Roll of 500 | 2471225
| Test & Tag, Thermal Transfer Labels, Red, Roll of 500 | 2471217
LEAD,ELECTRICAL | Kyoritsu RCD/Loop Impedance Replacement Lead | 2435238
LEAD,TEST | Shorting Lead, Colour - Red, Alligator Clip Both Ends, 400mm lg | 2486504
LIFTER,MANHOLE COVER | UNIVERSAL LIFTING DEVICE;FOR GATIC ROADWAY PIT COVERS;PACK OF 1,PACK SIZE 1000 MM X 500 MM X 400 MM; | 22366
LIGHT UNIT,PORTABLE | Milwaukee, 4V Pocket Flood Light Kit c/w 3.0Ah Red Lithium USB Rechargeable Battery & Charging Lead | 2487247
LIGHT,WARNING | Emergency Rescue, 16 LED, Yellow, Magnetic, c/w 9 Flash Patterns | 2477891
LOCKNUT | Replacement Part, Lock Nut, Quick Release, for Milwaukee 125mm Battery Grinder | 2497642
MAT,LANDING | Access Ground Protection, Versadeck, 2000 x 1000 x 12mm, Checker Plate Pattern, Pattern on Top & Bottom, Yellow, Hand Grips on Each Side | 2430395
MIRROR,INSPECTION | Clear Vision, Sunrise Attachment (Live Line Tools) | 2484046
MONITOR,RF | WaveMon RF60 ICNIRP, EMF Personal Monitor, Measures E-field up to 60GHz c/w Soft Carry Case, Waterproof Pouch & Uniden UH45 UHF Handheld Radio | 2475002
NUT,PLAIN,WING | Lug-All Serial Hoist Wing Nut, for Handle Attachment | 2498442
PAPER,ABRASIVE | ROLL;120-CL;40 MM W;50 M LG; METALITE TAPE;PACK OF 1; | 2832
PIN,STRAIGHT,HEADED | High Tensile Auger Pin, suit 75mm2 Drive c/w Lynch Pin | 2474682
PLATE | Plate Spring, for Switch Cap, For use in Magnefix / Hazemeyer MD4 RMU | 2476547
| Plate Spring, Heavy Duty, for Switch Cap, For use in Magnefix / Hazemeyer MD4 RMU | 2476554
PLIERS | All-Angle, Sunrise Attachment (Live Line Tools) | 2483980
| Slip-Joint Adjustable, 250mm Lg, 1000V Insulated | 2479681
POUCH,PHONE | Waterproof Pouch, Triple Seal, Protects Devices from Water, Sand & Dirt | 2475010
POWER SUPPLY | RCD/GPO Inverter Plate, suit Xantrex 12V & 24V Inverters | 23781
PRINTING MACHINE,LABEL | BMP71, Portable, MAX Label Width 50.8mm, LI-ION Rechargeable, 240V AC, 200MB, USB, c/w Hard Case | 2478089
| Brady M610, Handheld, Li-ION Rechargeable Battery, 240V AC, c/w Hard Case | 2478071
PROTECTOR,DOCUMENT | Permit Wallet, A4, Yellow, Weatherproof Document Wallet | 2477263
PULLER,FUSE | Handle, 144 x 108 x 60mm, Suits NH HRC Fuses, Sizes 00 to 3 | 2478196
RADIO SET | Handheld Portable, Tait TP9310, Orange 380-470MHz, c/w 2400mAh Li-ion Battery, Belt Clip & Whip Antenna, Programmed from Energex Frequencies | 2478857
RIBBON,INKING | Halogen Free Printer Ribbon, u/w BMP61 M611 R6000 | 2481737
| M61-R6610, Black, Ribbon Size 50.8 x 22.4mm, suits BMP61 Printer & Durasleeve Labels | 2483501
| Full Resin Thermal Ribbon, 300m x 110mm, for Test & Tag Labels | 2471241
ROLLER,CABLE | Max Rated Tension 15kN c/w Saftey Hook designed for 4 x 95mm2 or 4 x 150mm2 ABC, for Installing Inuslated Cable | 23978
RULE,MULTIPLE FOLDING | Sunrise Attachment (Live Line Tools) | 2484145
SAW,PRUNING | ARS Turbocut Bow Saw Universal Sunrise fitting | 2499002
SAW,RECIP,PORTABLE,ELEC | Repaired, Milwaukee, 18V Battery Powered M18 Fuel Sawzall, Brushless Powerstate Motor, Adjustable Shoe, Overload Protn, 29mm Stroke Length, Skin Only | 924745
| REFURBISHED, Milwaukee, 12V Battery Jigsaw, Anti-Splintering Insert, Non-Marring Shoe, 20mm Stroke Length, Skin Only | R2468866
SCISSORS | Milwaukee Jobsite Scissors, Offset 60Deg All Metal Handles, Bolt Lock Blade, Ruler Marking on Blade | 2491561
SCRAPER | Uni-Pro Precision Scraper, 50mm, Tungsten Carbide Blade, Steel, Grip Handle | 2487189
SHACKLE | Bow, 19mm WLL 4.7Tonne | 2407338
SILICA GEL | Reusable Moisture Absorber, c/w Built In Indicator That Turns From Blue to Pink, 200g | 2477859
SLING,ENDLESS | 70T; ROUND SLING; 3 METRES; TAGGED & STENCILLED FOR PULLING ONLY USED WITH POLE EXTRACTION DEVICE | 24820
| 70T; ROUND SLING; 2 METRES; TAGGED & STENCILLED FOR PULLING ONLY USED WITH POLE EXTRACTION DEVICE | 24819
SOCKET,SOCKET WRENCH | 1/2" Drive, 12-Point, 15mm, 1000V Insulated | 2479673
| 1/2" Insulated, 1/2" Whitworth, 12 Point | 2481752
| 1/2", 16mm for use in Insulated Tool Kit | 2416915
| 1/2", 17mm for use in Insulated Tool Kit | 2416923
| 1/2", 18mm for use in Insulated Tool Kit | 2416931
| 1/2", 19mm for use in Insulated Tool Kit | 2416949
| 13mm x 3/8", Square Drive, 6 Point, Impact Rated | 2491504
| 17mm x 3/8", Square Drive, 6 Point, Impact Rated | 2491512
| 19mm x 3/8", Square Drive, 6 Point, Impact Rated | 2491520
| Female, 13 x 56mm, 12 Point 1/2" Drive, Insulated 1000V, for Insulated Tool Kit | 2436095
| Male, 10mm for use in Insulated Tool Kit | 2417038
| Male, 4mm for use in Insulated Tool Kit | 2416972
| Male, 5mm for use in Insulated Tool Kit | 2416980
| Male, 6mm for use in Insulated Tool Kit | 2416998
| Male, 7mm for use in Insulated Tool Kit | 2417004
| Male, 8mm for use in Insulated Tool Kit | 2417012
| Male, 9mm for use in Insulated Tool Kit | 2417020
| Insulated, 1/2", 7/16" Whitworth, 12 Point | 2481745
| D-Bolt Pillar Spanner, 650mm Lg Tube, Machined D-Head Socket & 3/8" Square Head Socket Ends c/w 3/8" to 1/4" Quick Connect Adaptor | 2497626
SPEAKER-MICROPHONE | 2W Speaker, IP67, suits Tait TP9 Series Radio, Rugged Construction, c/w HD Cable | 2478865
STAND,POLE | AL Powder Coated Yellow, 4T WLL, 500mmH, 700MM W. SPECIAL FEATURES: SPECIFICATION: | 2472876
STONE,SHARPENING | 2 STEP KNIFE SHARPENER; PULL THROUGH STYLE C/W COARSE CARBIDE STEEL & FINE CERAMIC RODS TO HONE KNIFE BLADES; | 2461747
STRAP | Velcro, 500 x 50mm, Nylon, Black, u/w Insulated Covers | 2481711
STRAP,WEBBING | Equaliser Strap, Rated to 8000kg, Polyester Webbing, Vehicle Recovery | 2407344
| Extension Strap, Towing Strap, Rated to 8000kg, Polyester Webbing, Vehicle Recovery | 2407341
| Snatch Strap, Rated to 8000kg, High Tenacity Nylon Webbing, Vehicle Recovery labelled as per the requirements of Consumer Goods (Motor Vehicle Recovery | 2407342
| Tree Protector Strap, Rated to 12000kg, Polyester Webbing, Vehicle Recovery | 2407340
SUPPORT,BARRICADE | Magnetic Wall Receiver, to be used with Retracting Belt Barrier | 2477883
SWITCH,INTERLOCK | Magnefix, Hazemeyer MD4, Interlock, Set for complete T-unit, Replaces 684.460 | 2476661
TAPE,BARRICADE | Retracting Belt Barrier, 10m Roll, Black/Yellow | 2477875
TAPE,MEASURING | 1000V Insulated, Blade Length 3m, Graduations 1mm, Plastic Frame | 2479590
TEST KIT | DIGITAL MICRO OHM METER KIT;4 TERMINAL; 240 V MAINS OR BATTERY POWERED;10 AMP TEST CURR;RANGE 0.1 MICRO-OHM TO 2500 MICRO-OHM;RECHARGEABLE 6 V;7 A/H | 922534
TESTER,CABLE IDENTIFICATION | LV Cable Tracer Amplifier Probe | 2476786
THERMOMETER,INDICATING,CAPILLARY TUBE | Outdoor, Winding Temp, 0-150 Deg C Measuring & Switching Range, 4 Switches, 10m Capillary Tube with Bulb for 1 In BSP, c/w Built In Thermal Image | 16339
| Outdoor, Oil Temperature, 0-150 Deg C Measuring & Switching Range, 4 Switches, 10m Capillary Tube with Bulb for 1 In BSP, c/w Resistance PT 100 OHM @ 0 Deg c | 16340
TOOL | Brush, Brass, Bristles, Cleaning Interior Hole holding Fuse Holder Pin, For use in Magnefix/Hazemeyer RMU, Part of SC24691 Tool Kit | 2476406
| Brush, Hair Bristles, 50mm, Cleaning Exterior and Between Panels, for use in Magnefix/Hazemeyer RMU. Part of SC24691 Tool Kit | 2476398
| Clevis Pin Installer, Sunrise Attachment (Live Line Tools) | 2484053
| Cotter key Installation, Sunrise Attachment (Live Line Tools) | 2484103
| Cotter Key Pusher, Sunrise Attachment (Live Line Tools) | 2484111
| Cotter Key Remover, Snap Out Type, Sunrise Attachment (Live Line Tools) | 2484129
| Cotter Key, All-Purpose, Sunrise Attachment (Live Line Tools) | 2484087
| Deadend Applicator Tool, 430mm Lg, Steel Shaft & Applicator, Chrome Finish, Plastic Stanley Screwdriver Handle, for use on Bare Alloy, Cu or Steel Cable | 2472108
| Flexible Wrench Head, 1/2" Square Drive, Sunrise Attachment (Live Line Tools) | 2484137
| Hot Rodder Tool, Sunrise Attachment (Live Line Tools) | 2484152
| Insulator Controller (Shepherd Hook), Sunrise Attachment (Live Line Tools) | 2484178
| Insulator Controller, Sunrise Attachment (Live Line Tools) | 2484160
| Insulator Fork (Universal), Sunrise Attachment (Live Line Tools) | 2484186
| Main Contact Extractor, For use in Magnefix/Hazemeyer RMU. Part of SC24691 Tool Kit | 2476356
| MD Interlock Tool Interlock Fuse Unit, For use in Magnefix/Hazemeyer RMU, Part of SC24691 Tool Kit | 2476364
| Mirror Inspect Exterior of Main Contacts, For use in Magnefix/Hazemeyer RMU, Part of SC24691 Tool Kit | 2476372
| Plug Guage for Main Contact Fixing, for use in Magnefix/Hazemeyer RMU, Part of SC24691 Tool Kit | 2476430
| Scouring pad holder to Clean Main Contacts and Interior of Cast Resin Member, For use in Magnefix/Hazemeyer RMU, Part of SC24691 Tool Kit | 2476380
| Socket Key, 9mm, Assembly and Disassembly of Arcing Contact and Hose Clip of Cable Box, For use in Magnefix/ Hazemeyer RMU,Part of SC24691 Tool Kit | 2476414
| Socket Wrench with Threaded End B/B, For use in Magnefix/Hazemeyer RMU, Part of SC24691 Tool Kit | 2476448
| Tool to Clean Busbar Orifice, For use in Magnefix/Hazemeyer RMU, Part of SC24691 Tool Kit | 2476422
| Tool, Arcing Chamber Key, For use in Magnefix/Hazemeyer RMU, Part of SC24691 Tool Kit | 2476455
| W Keys, Sunrise Attachment (Live Line Tools) | 2484293
TOOL BOX,PORTABLE | Tool Box, 48x25x24cm Empty Tool Box only, For use in Magnefix/Hazemeyer RMU, Part of SC24691 Tool Kit ADDITIONAL ITEMS: | 2476463
TOOL KIT | Magnefix 11kV, Hazemeyer, Complete Tool Kit for RMU Maintenance | 24691
| For 2nd Year Electrical Apprentices, As per Attached List | 14723
| For Apprentice Linesmen's Tool Kit, As per Attached List | 17850
| For Apprentice Cable Jointers Tool Kit, As per Attached List | 17851
| For 1st & 2nd Year Electrical Fitter Mechanic, As per Attached List | 17461
| For Installation Inspectors, 10 Tool Items, As per Attached List | 15924
TOOL,APPLICATION | Armour Rod, Serviette Ring, Sunrise Attachment (Live Line Tools) | 2483998
TOOL,INSPECTION & TESTING | Glove Air Test Tool, PVC Tube, for conducting field air test of insulating gloves | 2462125
TOOTH,AUGER | Unique TEBCO Large Bullet Teeth, Carbide | 2474674
| Rock/Earth, Straight Type, Tungsten Tipped, 45 Deg Angle | 15427
| Auger Bullet Teeth, Pengo P21HD | 2473486
| Pilot Bit, 1-3/4" Square Drive-Left Hand for Rock Augers & Digga Rock Augers | 22867
| Replacement Tooth, Long Clip, for Rock Augers & New Digga Rock Augers | 22866
| Replacement Tooth, Short Clip, for Rock Augers & New Digga Rock Augers | 22865
| Rock, Straight Pilot Bit, Extra Long Centre Bit, Tungsten Tipped, suit Rock Drilling, for Auger Borer Lifter | 22797
| Rock, Straight Type, Tungsten Tipped, Silver Colour, suit Rock Drilling, Goods supplied are to be under 20kg lifting capacity | 18053
TRACK,VEHICLE RECOVERY | MaxTrax, 4WD Ground Traction Device | 2430247
TRANSCEIVER,RADIO | Uniden UH45 Series Handheld Radio, 3km+ Range, 80 UHF Channels, for use with RF Monitor | 2475028
TRIMMER,LAMINATED PLASTIC,HAND | Milwaukee, 18V, M18 Fuel, 1/4" Chuck, 31000RPM | 2481992
UMBRELLA | Showerproof Nylon Fabric, 75cm, Open Canopy 150cm W, Fibreglass Shaft, PVC Handle, SPF Rating 50+, AS/NZS 4399 | 2483964
| 100% UV Protected,Hvy Duty Canvass, Navy Jointers Umbrella; 8 Panels, 2200 mm Dia ;c/w Pole frame coupling & Steel Spike | 17105
WEDGE,GENERAL PURPOSE | Wooden Pole Wedges, Painted White, c/w Braided Rope Handle, Set of 4 | 2481729
WHEEL,ABRASIVE | Cut Off Wheel, 125 x 1 x 22.23mm Disc, Complies with AS17788.1 - 1987 | 24172
| General Purpose Metal Grinding Wheel, Mild Steel, Max RPM 12250 DIAMETER: THICKNESS: | 2478048
WRENCH BAR,AUGER DRIVE | 75mm Solid Square, 600mm Lg, Drilled both Ends, Weight 26kgs | 155595
WRENCH,IMPACT | 18V IMPACT WRENCH LARGE; SKIN ONLY; VARIABLE SPEED TRIGGER; 183 MAX TORQUE; MILWAUKEE; | 924743
| 18V FUEL IMPACT WRENCH SMALL; SKIN ONLY; FRICTION RING BRUSHLESS POWERSTATE MOTOR 1/2" SQUARE DRIVE; 4 MODE DRIVE CONTROL; 300NM TORQUE; MILWAUKEE; | 925114
WRENCH,RATCHET | Reversible 1/2" Drive Insulated 1000V for use in Insulated Tool Kit | 2416683
| Single Ended, Reversible, Dual Size, 18mm & 24mm A/F Hex Sockets, Cushioned Grip Handle | 104425
WRENCH,SOCKET | T Wrench, 1/2" Square Drive, 1000V Insulated, 310mm Lg | 2479665
| 3 in 1 Square Nut Socket Impact Rated 7/16" Hex, suits 3/4", 1" & 1 1/8" Square Nuts SPECIAL FEATURES: | 2485803
| SOCKET IMPACT 3/4 SQ DR HEX AF1 11/16"; SOCKET 1 11/16; | 25350
WRENCH,SPANNER | 6 KEYWAY,RD DRIVE;SINGLE ENDED;NYLON;FOR USE ON "CLIPSAL" & "EUGAQUIP" INSULATED VOLTAGE KNOBS;ONE PIECE,W/LARGER DIA HANDLE;FOR USE ON TEST BLOCK; | 13966
WRENCH,TORQUE | 3/8", Square Drive, 7-108Nm | 2491496
WRENCH/DRILL,IMPACT,BATTERY | Milwaukee 18V, M18 Fuel, 1/4" Hex Impact Driver, 226Nm Torque, One-Key Enabled, Skin Only | 2473726
| Milwaukee, M12 Fuel, 1/2" Stubby, Friction Ring, 12V, Powerstate Brushless Motor, 4-Mode Drive Control, Skin Only | 2478253
| Repaired, Milwaukee, 18V, M18 Fuel, 7/16" Hex High Impact Drill, Hi-Torq | 923952
BOX,STORAGE | Metabox 145, Empty, for Metabo H-Class Battery Vacuum | 2498574
BRACKET,INSULATOR | Trunnion Adaptor, suits Stringing Roller to Clamp Top Type Horizontal & Vertical Insulators | 2477867
BRACKET,MOUNTING | RAM Mounts Tether Kit | 2481653
| Tool Hanging (OK Bar) | 2484301
| RAM Mounts X-Grip IV Universal Cradle | 2481638
| RAM Mounts Threaded Hex Ball | 2481646
| RAM Mounts Short Double Socket Arm | 2481661
| Temporary Pole Light Kit, Ratchet Strap 2 x Battery Light Holder | 2481612
| CAST BRASS;WITH BRONZE LEAF CONTACT; MOUNTING SUB-ASSEMBLY;FOR NGK STANGER DUOGAP AIRBREAK SWITCH; | 22642
BRUSH,WIRE,SCRATCH | Conductor Cleaning Brush, Semi-Tubular Shape Type, Sunrise Attachment (Live Line Tools) | 2484061
BUSBAR | Tubular, Silver Plated, 31mm Lg, Complete Connection Piece, for use in Magnefix/Hazemeyer MD4 RMU | 2476539
| Tubular, Silver Plated, 139mm Lg, Pre-Mid 90s Connecting Top, Complete Connection Piece, for use in Magnefix/Hazemeyer MD4 RMU | 2476513
| Tubular, Silver Plated, 97mm Lg, Complete Connection Piece, for use in Magnefix/Hazemeyer MD4 RMU | 2476505
| Tubular, Silver Plated, 85mm Lg, Pre-Mid 90s Connecting Centre, Complete Connection Piece, for use in Magnefix/Hazemeyer MD4 RMU | 2476521
CANTEEN,WATER | 1.2L Aventurer Insulated Bottle, Double Wall S/Steel, Rubber Carry Handle, Keeps Drinks Hot for 12hrs & Cold for 24hrs | 20081
CHAINSAW | REFURBISHED, Milwaukee 18V Battery Chainsaw, Skin Only, Restricted Issue to Assetes Services MGR | R2471191
CHAMBER,ARC | Arcing Chamber, Locator, (Plastic), For use in Magnefix / Hazemeyer MD4 RMU | 2476570
CHARGER,BATTERY | Single Desktop, suits Tait Radio TP9 Series, c/w 240V AC Plug Pack | 2478873
| Metabo Dual Quick Charger, ASC 145 Duo, 12-36V, Air-Cooled | 2498459
CHUCK,INDEPENDENT-UNIVERSAL JAW | Blank, Sunrise Attachment (Live Line Tools) | 2484038
CLAMP | Lock Jaw, Ladder Grip, Designed to Secure Ladder to Gutter | 2438935
| Trademaster Multi Adjustable Clamp, 0-250mm Span, 120mm Depth, Plastic, Rubber Grip Handle | 2497410
CLEANER,VACUUM | Metabo, H-Class Vacuum Combo Kit, 30L Tank, 36V, Cordless c/w 2 x 18V 8Ah Batteries, Dual Quick 240V Charger & Accessories, for Hazardous Dust | 2497576
AMMETER. | SCALED 0-375 AMP;U/W 300/5 AMP CT;TYPE 244-01AG ES1MA;AMMETER RESISTANCE 42 OHM ;96 SQ MM;QUADRANT SCALE;U/W INSTRUMENTATION MODULE WITH F/S OUTPUT | 19552
| SCALED 0-49.99 AMP; DC;ELECTRONIC; DIGITAL;3 1/2 LED; 110 VDC AUX SUPPLY; BI-POLAR;INPUT 50MV;96 MM W X48 MM H; FLUSH PANEL MTG;U/W EXTERNAL SHUNT STOCK | 18939
| SCALED 0-500 AMP;U/W 400/5 AMP CT;TYPE 244-01AG ES1MA;AMMETER RESISTANCE 42 OHM ;96 SQ MM;QUADRANT SCALE;U/W INSTRUMENTATION MODULE WITH F/S OUTPUT | 18472
APRON,WELDER'S. | BIB STYLE;GREY;LEATHER,CHROME; 450 MM WAIST;900 MM LG; W/TWO LARGE POCKETS; | 1964
BIT,CENTRE | 1-3/4" Hex Drive, Extra Long Type, suit Post Hole Digger; comes with 2 x Nuts & Bolts | 105028
BLADE,HAND HACKSAW | HSF, Flexible, Regular Teeth 32 TPI, 15mm Lg, 0.43mm Thk, 6mm W, AS1912, Box of 10 | 2078
BRUSH,FILE CLEANER | STEEL WIRE;4 IN LG,2 IN W BRUSH; SIZE;7-1/2 IN LG;BOX OF 1; | 2127
CABLE CORE ALIGNING TOOL. | NON-CONDUCTIVE,DOUBLE ENDED PLASTIC CORE ALIGNING TOOL;SUITS LV,4 X 24O SQ MM AL SECTOR MULTI-STRANDED (SM) XLPE WITH INSULATION ON SC21610 & SC22066; | 22104
CABLE,COVER | PED JUNCTION COVER;FOR 25-70 SQ MM CABLES;USED IN REPAIR OF PORTABLE EARTHING DEVICES BY REDEQUIP | 22781
CHOCK,WHEEL | Black Rubber, 270 x 155 x 150mm, 10T Capacity, suit Smaller EWP's, 4WD's, Cars, Single & Tandem Axle Trailers & Light Trucks | 22017
| Natural Rubber, Large, 290 x 230 x 215mm suit Large Trucks & Trailers with Dia > 17 Inch | 22018
CIRCLIP | CIRCLIP;FOR CHANGEOVER OPERATING ARM; ELC 18 MM X 1.2 MM THK; | 20630
CLAMP,METER | CLAMP-ON TYPE TRUE RMS:RANGE AC/DC 0.2 TO 400 AMP RMS;0.2 TO 600 V RMS; RESISTANCE 40 K OHMS;AUDIBLE CONTINUITY TEST,POWER 5 W TO 240 KW (K/W,KVA,KVAR); | 21072
CRIMPER,BATTERY OPERATED | 12 TON; C FRAME OPENING;30 MM JAW OPENING; SKIN ONLY; PINCH FREE; MAX 300 MM2 AL/CU;14.4 V DC MOTOR; 350 DEGREE SWIVEL HEAD; | 925051
CUTTER,CABLE,POWERED | Repaired, Izuni Battery Powered, 14.4V DC Motor, Cuts up to 50mm Non-Ferrous Cable & 21mm Hard Cu, Skin Only | 925052
CUTTER,HYDRAULIC,PORTABLE | SUIT UP TO 240 SQ MM CABLE; SUIT UP TO 100MM STEEL WIRE ARMOUR CABLE HYDRAULIC FLUID POWER OPERATED; FITTED WITH CEJN MALE COUPLER HALF | 16838
CUTTER,STEEL STRAPPING | STRAIGHT BLADE;METAL PACKING STRAP CUTTING; | 12435
CYLINDER HEAD | RE-MAN CYLINDER HEADS;TO SUIT CAT G3500 ENGINES;SPECIFICALLY MODIFIED FOR NRX; REFER R.BUTCHER,GERNERATION TECH/ SUPPORT MANAGER; | 20654
| USED CYLINDER HEAD;TO SUIT CAT G3500 ENGINES;REQUIRING MODIFICATIONS FOR NRX (CONTACT R.BUTCHER);TWO MAN LIFT OVER 20 KG;HOLD STOCK TO SUFFICIENT STOCK | 20664
| NEW CYLINDER HEADS;TO SUIT CAT G3500 ENGINES;TO BE SPECIFICALLY MODIFIED FOR NRX (CONTACT R.BUTCHER);TWO MAN LIFT ITEMS OVER 20 KG; | 20663
DRESSER,LEAD PIPE AND CABLE | LEAD BEATER;2 IN FACE W,12-1/2 IN LG; PACK OF 1; | 2491
DRILL,ELECTRIC | Bosch rotary hammer drill, 1150w, 1-11j, 6.8kg, accepts SDS Max drill bits 12-40mm; | 23870
DRUM, SHIPPING AND STORAGE | STEEL;EMPTY;CLEAN;205 L; | 19015
EARTHING BOLT KIT | M12 SS SUIT AL LAT 33KV POLE TERMINATION LAT EARTHING BOLT KIT WITH EXTRA THREAD TO SUIT AL LAT SHEAR BOLT LUG;KIT=3 SET BOLTS, WASHERS & NUTS FOR 3 PHASE TERM; | 23954
EXTENSION, SOCKET WRENCH | 1/2" Drive, 125mm Lg Insulated 1000V for use in Insulated Tool Kit | 2416691
| 1/2" Drive, 250mm Lg Insulated 1000V for use in Insulated Tool Kit | 2416709
FAN & ACCESSORIES | HEATSINK & FAN;FOR PC-SACS;C/W COPPER HEATSINK;BALL BEARING FAN;RESTRICTED ISSUE;****PURCHASE ORDER NO. TO BE PLACED ON EACH BOX*** | 19712
FILE,HAND | ALUMINIUM TYPE A;FLAT;12 IN LG; BOX OF 6; | 8717
HANDLE, SAW | Pruning Saw, Pistol Grip, Sunrise Attachment (Live Line Tools) | 2484210
HANDLE,SINGLE BIT AXE | SIEVERT 3486;SINGLE VALVE HANDLE FOR SMALLER BURNERS;W/-M14 X 1BSP 3/8 IN LH MALE THREADS;180 MM LG X 70 MM H;PACK OF 1;RESTRICTED ISSUE TO ASSET SERVICES | 22414
| SIEVERT SV3488;DOUBLE VALUE HANDLE; FOR LARGER SOFT FLAME BURNERS; INCORPORATES ONE MAIN VALVE & ONE ECONOMIZER VALVE ENABLING A PILOT | 22423
HANDSAW | CONDUIT WINDOW CUTTER;INSULATED PLASTIC HANDSAW;C/W ADJUSTABLE DEPTH STOPPER;24 TPI;250 MM LG;1000 V RATED TO IEC 60900:2004;FOR REPLACEMENT BLADE | 22034
HEATER,ELECTRICAL | Makita 2000w Heat Gun, Variable 50 - 650 Degrees Settings, 3 Stage Air Volume, LCD Display. | 23012
HOIST,CHAIN | CHAIN LEVERBLOCK; 6300KG VITAL VR-2 SERIES LEVER BLOCK;C/W 3 MTR H.O.L; FITTED WITH GRADE 100 LOAD CHAIN; | 23911
| Vital Lever Hoist, 1.5m Height of Lift, 1.6t WLL, AS1418.2 | 24214
| Vital Lever Hoist, 1.5m Height of Lift, 250kg WLL, 4mm Chain, AS1418.2 | 24852
| Vital Lever Hoist, 1.5m Height of Lift, 800kg WLL, AS1418.2 | 24213
HOIST,WINCH,RATCHET LEVER. | CHAIN LEVER HOIST; 1.5 (HOL) HEIGHT OF LIFT; WLL 3.2TN; WEIGHT 16.3KG COMPLIES TO AS1418.2 | 24215
HOLDER, ROD | Hand held Mini Rodding Equipment; Spring coiled Polyester Rod x 30m; Housed in 3/4 round PVC holder; Non Conductive | 24645
HOLDER, SPRING | Spring Holder, For Leaf Springs, For use in Magnefix / Hazemeyer MD4 RMU | 2476562
HOOK,PLASTIC | YELLOW DNOB PLASTIC HOOK;50 MM DIA; 110 MM LG CONICAL TOP WITH CLOSED LOOP; C/W REFLECTIVE 3 COLOUR SIGN WITH WORDING DANGER DO NOT OPERATE; | 105465
HOOK,SWITCH | Universal Sunrise Adaptor, Insulated Switching Hook | 2473841
IGNITER,FRICTION | CUP TYPE;WIRE HANDLE;COMWELD BRAND USE STOCK CODE 02493 FOR FLINT; OTHER BRANDS USE STOCK CODE 14850 FOR FLINT;BOX OF 1; | 2519
LIGHT,MARKER,GROUND OBSTRUCTION. | AUTOMOTIVE,TRAFFIC HAZARD WARNING;AMBER; RIPPLE FLASHING BRANDED & BLACK IN-FILLED "ENERGEX",C/W LAMP-ON LED; AS1165;APPLETON LWP-80-R; | 15687
LINE,TENSIONER | MAXI TENSIONER;C/W 2 STAINLESS STEEL ASYMMETRIC SNAP HOOKS;12 M HIGH STRENGTH MARINE ROPE;12 MM DIA ROPE;SWL - 100 KG; 2 FALLS OF ROPE; | 20198
| MAXI TENSIONER;C/W 2 STAINLESS STEEL ASYMMETRIC SNAP HOOKS; FITTED WITH NON-REMOVEABLE BECKET PIN;12 M HIGH STRENGTH MARINE ROPE;12 MM DIA ROPE; | 20660
MESH,BARRICADE | EXPANDED METAL MESH;ALUMINIUM;1200 MM LG ,2400 MM W;EXPAMET TYPE 07-10A; | 18399
| EXPANDED METAL MESH;HOT DIPPED GALVANISED;2400 MM LG,1200 MM W;EXPAMET LV 16 HDG; | 18279
METERING COMMUNICATIONS UNIT | AFLC METER, 0-280V, 21-1050HZ, 0-30V SIGNAL LEVEL SUPERIMPOSED; FOR MEASURING AUDIO FREQUENCY SIGNAL STRENGTH ON DISTRIBUTION NETWORKS; | 924171
PEN,RECORDER | DISPOSABLE INK CARTRIDGE;C/W NIB;BLUE; LOWER CHANNEL;PACK OF 5;SHELF LIFE 1 YEAR,FOR LINEAR CHANNEL RECORDER MODEL 4020; | 16104
| DISPOSABLE INK CARTRIDGE C/W NIB;BLUE; LOWER CHANNEL;PACK OF 5,SHELF LIFE = 1 YEAR FOR U/W ESTERLINE ANGUS MINISERVO RECORDS MODEL MS 402D (LOWER); | 15390
PHASE ANGLE METER | PHASE ANGLE METER; MODEL 597C 50 HZ; ACCURACY 0.1DEG VOLTAGE RANGE 10V TO 500V; DIRECT CURRENT INPUT 50mA TO 50 A | 924139
PULLING EYE & END SEAL | FOR 33 KV;800 SQ MM CORRUGATED COPPER SHEATH CABLE;CRIMP TYPE;PULLING EYE REQUIRED FOR PART DRUMS; | 21846
| FOR 33 KV;630 SQ MM CORRUGATED COPPER SHEATH CABLE;CRIMP TYPE;PULLING EYE REQUIRED FOR PART DRUMS; | 21845
REEL,TEST | Extension Reel, Green & Yellow, 100m Cable Earth Test Reel, PTE-004 | 23785
SCABBARD. | GUARD;FOR FAIMONT POLE SAW; | 21092
| GUARD;FOR STANLEY POLE SAW | 21093
SCREWDRIVER,CROSS TIP. | 5 x 100, Insulated 1000V, for Insulated Tool Kit (Phillips Head) | 2416600
| 6 x 125, Insulated 1000V, for Insulated Tool Kit (Phillips Head) | 2416618
| 8 x 150, Insulated 1000V (Phillips Head) | 2416626
| 4 x 75, Insulated 1000V, for Insulated | 2416592
SCREWDRIVER,FLAT TIP. | 10 x 150, Insulated 1000V, for Insulated Tool Kit | 2416675
| 2.5 x 50mm, Insulated 1000V, for Insulated Tool Kit | 2436111
| 4 x 100, Insulated 1000V, for Insulated Tool Kit | 2416634
| 5.5 x 150, Insulated 1000V, for Insulated Tool Kit | 2416642
| 6.5 x 150, Insulated 1000V, for Insulated Tool Kit | 2416659
| Sunrise Attachment (Live Line Tools) | 2484269
SEALER,STEEL STRAPPING HAND | Band-It Giant Strapping Tool, Crimp Tool G40269, for Crimping 32mm S/Steel Strapping | 23928
SHOVEL,HAND. | INDUSTRAIL IMPACT SHOVEL;ALL PLASTIC; SPARK RESISTANT;D TYPE HANDLE; PACK OF 1,PACK WEIGHT 2 KG; | 20209
STAYROD,PULLING EYE | GRIP FOR TENSIONING STAYWIRES;C/W KEEPER WEDGE;RETAINING BOLT & OFFSET EYE TO ATTACH RATCHET HOIST HOOK;SUITS 12.7 MM-25.4 MM DIA STAYRODS;WLL | 21516
VALVE,REGULATING,FLUID PRESSURE | REGULATOR;WITH ADJUSTABLE PRESSURE WITH HOSE FAILURE VALVE;PRESSURE 1-4 BAR;MAX CAPACITY;BPE = 12 KG/H;POL MALE TO 3/8 IN BSP LH;PACK OF 1;RESTRICTED | 22421
VALVE. | INTAKE/EXHAUST VALVE;TO SUIT CAT G3500 CYLINDER HEAD; | 20653
| INLET/OUTLET VALVE STEM SEAL;TO SUIT CAT G3500 CYLINDER HEAD; | 20662
| INSERT INTAKE VALVE;TO SUIT CAT G3500 CYLINDER HEAD; | 20656
| EXHAUST VALVE GUIDE;TO SUIT G3500 CYLINDER HEAD; | 20657
| INTAKE VALVE GUIDE;TO SUIT G3500 CYLINDER HEAD; | 20658
| INSERT EXHAUST VALVE;TO SUIT CAT G3500 CYLINDER HEAD; | 20655
VOLTMETER. | DC;MOVING COIL;QUADRANT SCALE;0-150 V RANGE;CLASS 1.5;1000 OHMS PER V;96 MM SQ;FLUSH PANEL MTG;FITTED W/ANTIGLARE GLASS;AS1042-1.5; | 13020
WEDGE,CABLE | INSULATING NYLON CABLE CORE SEPARATING GUARD;FOR PROTECTION WHEN CUTTING ADJACENT CABLE CORES;NOMINAL LIFT 23 MM; 1000 V RATED;TO IEC 60900-2004;PACK OF | 21395
WEDGE,CABLE BELLING TOOL. | INSULATING RED PLASTIC BELLING TOOL;FOR FLARING CUT EDGES OF LEAD SHEATHED U/G CABLE 25 MM DIA;TOOL 140 MM LG;70 MM TAPER;30 MM RAD;1000 V RATED TO IEC60900 | 21823
WEDGE,CABLE CORE. | INSULATING NYLON CABLE CORE SEPARATING WEDGE;SMOOTH SURFACE (NON-GROOVED); 225 MM LG;25 MM W;NOMINAL LIFT 38 MM; 1000 V RATED;TO IEC 60900-2004;PACK OF | 21394
WHEEL, CUT-OFF | 125MM ULTRA THIN STAINLESS CUTTING DISC; FLEXOVIT 125MM X 0.8MM X 22MM; | 24158
WRAPPING,STRETCH | COEXTRUDED SHEET;TRANSPARENT;19 UM THK; 500 MM W;300 M LG;HEAVY DUTY CAST FILM WRAP; FOR HAND WRAPPER; 6 ROLLS PER BOX,PACK WEIGHT 5 KG;FOR USE AS A | 14679
| POLYPHENYLENE;500 MM W;1310 M LG;25 UM THK;STRETCH TO AT LEAST 200% (CAST FILM);25 ROLLS PER PALLET;FOR PROTECTION & PACKAGING OF STORES STOCK ITEMS,ORDER | 15952
WRENCH, ADJUSTABLE | Shifter, 265mm Lg, 32mm Opening, Fully Insulated 1000V, for Insulated Tool Kit | 2436103
| Spanner, 250mm, for use in Insulated Tool Kit | 2416956
WRENCH, BOX | Bolt Head, Sunrise Attachment (Live Line Tools) | 2484020
| Single Spanner, 10mm, Offset, 1000V Insulated, for Tool Kit | 2416717
| Single Spanner, 11mm, Offset, 1000V Insulated, for Tool Kit | 2416725
| Single Spanner, 12mm, Offset, 1000V Insulated, for Tool Kit | 2416733
| Single Spanner, 13mm, Offset, 1000V Insulated, for Tool Kit | 2416741
| Single Spanner, 14mm, Offset, 1000V Insulated, for Tool Kit | 2416758
| Single Spanner, 15mm, Offset, 1000V Insulated, for Tool Kit | 2416766
| Single Spanner, 16mm, Offset, 1000V Insulated, for Tool Kit | 2416774
| Single Spanner, 17mm, Offset, 1000V Insulated, for Tool Kit | 2416782
| Single Spanner, 18mm, Offset, 1000V Insulated, for Tool Kit | 2416790
| Single Spanner, 19mm, Offset, 1000V Insulated, for Tool Kit | 2416808
WRENCH, OPEN END | Single Spanner, 1/2" Whitworth, 1000V Insulated | 2479616
| Single Spanner, 10mm, Insulated 1000V | 2416816
| Single Spanner, 11mm, Insulated 1000V, for use in Insulated Tool Kit | 2416824
| Single Spanner, 12mm, Insulated 1000V, for use in Insulated Tool Kit | 2416832
| Single Spanner, 13mm, Insulated 1000V, for use in Insulated Tool Kit | 2416840
| Single Spanner, 14mm, Insulated 1000V, for use in Insulated Tool Kit | 2416857
| Single Spanner, 15mm, Insulated 1000V, for use in Insulated Tool Kit | 2416865
| Single Spanner, 16mm, Insulated 1000V, for use in Insulated Tool Kit | 2416873
| Single Spanner, 17mm, Insulated 1000V, for use in Insulated Tool Kit | 2416881
| Single Spanner, 18mm, Insulated 1000V, for use in Insulated Tool Kit | 2416899
| Single Spanner, 19mm, Insulated 1000V, for use in Insulated Tool Kit | 2416907
| Single Spanner, 7/16" Whitworth, 1000V Insulated | 2479608
WRENCH, TAP AND REAMER | SMALL TAP WENCH;1/4 IN "T" TYPE SKINPAK; | 23004
WRENCH,COMB OPEN END-SPANNER | JBS Combination Ring/Open End, 30mm, Fully Polished | 25497
WRENCH,IMPACT,HYDRAULIC | HYDRAULIC DRIVEN IMPACT DRILL;C/W 11 MM (7/16 IN) QUICK CHANGE HEXAGON CHUCK; TRIGGER GUARD;DUAL OPEN/CLOSED CENTRE POWER SYSTEM;6.9 TO 13.8 MPA WORKING | 918958
BIT,ROCK DRILL | Milwaukee SDS Plus Vacuum Drill Bit, 12 x 325mm, for Silica Dust Extraction, suit M-Class 30L Vacuum | 2497378
| Milwaukee SDS Plus Vacuum Drill Bit, 18 x 360mm, for Silica Dust Extraction, suit M-Class 30L Vacuum | 2497386
| xDust SDS Plus Vacuum Drill Bit, 10 x 150/280mm | 2498657
| Bosch SDS Plus Vacuum Drill Bit, 22 x 450mm | 2498665
| xDust SDS Plus Vacuum Drill Bit, 6 x 100/230mm | 2498640
COUPLING,HOSE | Replacement Coupling Bush, 28mm/35mm, for Metabo H-Class Battery Vacuum | 2498491
| Replacement Coupling Bush, 40mm/45mm, for Metabo H-Class Battery Vacuum | 2498582
GREASE GUN | Milwaukee 18V Battery Operated, M18 Cordless, 2-Speed, On/Off Trigger Lock, 450g Barrel Catridge Capacity, 1.2m Flexible Hose | 2498673
HEAD,WEED CUTTER | Replacement Part, Line Trimmer Head Assembly, for Milwaukee Line Trimmer | 2497675
HOOK,SUPPORT | EWP Bucket Hook, suit 100mm Lip, 16mm OD, PVC, Pair of 2 | 2497451
| EWP Bucket Hook, suit 75mm Lip, 16mm OD, PVC, Pair of 2 | 2497444
LEAD SET,ELECTRICAL | Short Circuit, Set 6 Leads, 200A, Red Clamps | 2498772
SHROUD,GRINDER | Milwaukee Surface Grinding Dust Shroud, 125mm Dia Cup Wheel, Universal Fit | 2498624
| Milwaukee Dust Extraction Cutting Shroud, 115-125mm Dia Disc | 2498632
TOOL,VACUUM CLEANER | Inlet Plug, for Metabo H-Class Battery Vacuum | 2498541
| Crevice Nozzle 35mm, 200mm Lg, for Metabo H-Class Battery Vacuum | 2498566
| Upholstery Brush Quick 35mm, for Metabo H-Class Battery Vacuum | 2498590
| Suction Nozzle 35mm, 120mm W, for Metabo H-Class Battery Vacuum | 2498558
| Handle Adapter Quick Premium, Anti-Static, for Metabo H-Class Battery Vacuum | 2498525
| Milwaukee SDS Extraction Attachment, Rubber Seal, Drilling Depth/Hole upto 70mm, for Silica Dust Extraction, suit M-Class 30L Vacuum | 2497394
| Replacement Head Nozzle 35mm, 360mm W, for Metabo H-Class Battery Vacuum | 2498509
| Replacement Metabo 3 Suction Tubes, 35mm Steel, for Metabo H-Class Battery Vacuum | 2498483
WHEEL | Replacement Wheel, Rear, for Metabo H-Class Battery Vacuum | 2498533
WRENCH,BUNG | Oil Drum Bung Spanner, Cast Al, for Removal & Fitting of Drum Plugs | 2497691
WRENCH,OFFSET | Offset Jointer Spanner, 3/4" drive socket, used to join Concrete Poles | 2498996
This shape represents a slicer. Slicers are supported in Excel 2010 or later. If the shape was modified in an earlier version of Excel, or if the workbook was saved in Excel 2003 or earlier, the slicer cannot be used.

## Admin Master SEQ (hidden)
STOCK_CODE | ITEM_NAME | DESCRIPTION | Material Stock Category
17283 | ABSORBENT MATERIAL,SPILL CLEANUP | SPILL CLEANUP ABSORB BIO-ACTIVE ORGANIC BOOM;3 M X 75 MM;FOR OIL SPILLS;PACK OF 4,PACK WEIGHT 5 KG; | General Hardware
17285 | ABSORBENT MATERIAL,SPILL CLEANUP | SPILL CLEANUP ABSORBENT PAD ORGANIC; 470 MM X 470 MM X 200 GSM;FOR OIL SPILLS TYPE;PACK OF 200,PACK WEIGHT 5 KG; | General Hardware
17286 | ABSORBENT MATERIAL,SPILL CLEANUP | SPILL CLEANUP PREMIUM ORGANIC ABSORBENT; ;FOR OIL SPILLS;10 KG BAG; | General Hardware
2488336 | ABSORBER | suit GE F35-145kV GIS | Switchgear Substation
2470854 | ABSORBER,OVERVOLTAGE | Messko MTraB Overvoltage Protection Kit, upto 400V, Retrofit for Reinhausen Regen Breather | Substation
25465 | ACCESS KIT | Transformer Access Kit c/w SALA Nano-Lok Webbed Lifeline, 2 x Lanyard Keepers, 3 x 25mm Round Slings in 2m Orange, 1.2m Fluro Yellow & 600mm Blue, 2 x ANSI | PPE, Hardware & Tools
17935 | ACCESSORIES,CIRCUIT BREAKER | FOR NU-LEC APPLICATIONS,CONSISTING OF 1 X BREAKER RACKING HANDLE;1 X SPRING CHARGE HANDLE;1 X EARTH SW OPERATING HANDLE; | Substation
18064 | ACCESSORIES,CIRCUIT BREAKER | HATACHI APPLICATIONS,CONSISTING OF 1 X HAND APPLIED EARTH DEVICE 800 AMP; 1 X HAND APPLIED EARTH DEVICE 2000 AMP; 1 X SPR CHRG HANDLE;1 X ES OPERATING | Substation
24621 | ACCESSORIES,FIBRE OPTIC | Fibre Channel; 6 Foot lg 100x100 (1.8m); mm Fibre Ducting - Yellow; Panduit; | Communications
24623 | ACCESSORIES,FIBRE OPTIC | End Cap;; 100 x 100 mm Fibre Channel; Panduit; | Communications
24624 | ACCESSORIES,FIBRE OPTIC | 90 DEGREE HORIZONTAL SWEEP; 100 X100 MM HORIZONTAL 90 DEGREE SWEEP ; FRRA4X4YL;PANDUIT; | Communications
24622 | ACCESSORIES,FIBRE OPTIC | Fibre Channel; Coupler; 100 x 100 mm; Panduit; | Communications
24625 | ACCESSORIES,FIBRE OPTIC | 45 DEGREE VERTICAL INSIDE BEND; 100 X 10 MM; VERTICAL INSIDE 45 DEGREE BEND; FRIV454X4YL;PANDUIT; | Communications
24627 | ACCESSORIES,FIBRE OPTIC | TEE FITTING; 100 X 100MM HORIZONTAL 3 WAY T PIECE;FRT4X4YL;PANDUIT; | Communications
24629 | ACCESSORIES,FIBRE OPTIC | VERTICAL TEE; 100 X 100MM VERTICAL T-PIECE;FRVT4X4YL;PANDUIT; | Communications
24631 | ACCESSORIES,FIBRE OPTIC | 1 PORT SPILLOUT; 1 PORT SPILLOUT SIDE MOUNTING TO CORRUGATED CONDUIT; FR1.5IDEYL;PANDUIT; | Communications
24633 | ACCESSORIES,FIBRE OPTIC | ADJUSTABLE CABLE LADDER BRACKET; FR6ALB;PANDUIT; | Communications
24632 | ACCESSORIES,FIBRE OPTIC | CORRUGATED TUBE; 38 MM CORRUGATED CONDUIT - YELLOW;CLT150F-X4; PANDUIT; | Communications
24630 | ACCESSORIES,FIBRE OPTIC | 2 PORT SPILLOUT; 2 PORT SPILLOUT FROM VERTICAL T-PIECE TO CORRUGATED CONDUIT;FIDT4X4BL;PANDUIT; | Communications
24628 | ACCESSORIES,FIBRE OPTIC | FOUR WAY CROSS FITTING; 100 X 100MM 4 WAY HORIZONTAL INTERSECTION; FRFWC4X4YL;PANDUIT; | Communications
24626 | ACCESSORIES,FIBRE OPTIC | 45 DEGREE VERTICAL OUTSIDE BEND; 100 X 100 MM VERTICAL OUTSIDE 45 DEGREE BEND;FROV454X4YL;PANDUIT; | Communications
2486611 | ACCESSORY KIT | for Shock Investigations c/w Teleperch Pole, 1.5m Lead, 16mm Double Clip, Al Plate with 4mm Bolt c/w Bag | Hardware & Tools
2470250 | ACCESSORY KIT,ELEC EQUIP | FSD400 4-Way Palm Extension Retrofit Kit, 3 Ph c/w Top & Bottom Covers, 4-Way Palm Extensions, Screws, Nuts & Washers, Adaption for NGK Bundle Box to | O/Head Line
2473437 | ACCESSORY KIT,ELEC EQUIP | Termite Protection Kit, suit TE Connectivity 33kV Straight Joint Kit | U/G Equipment
2473445 | ACCESSORY KIT,ELEC EQUIP | Termite Protection Kit, suit TE Connectivity 33kV Screen Break Joint Kit | U/G Equipment
2491769 | ACCESSORY KIT,ELEC EQUIP | DV-Power CAT-P Coil Control Module c/w Control Cable & Supply Cable w/Banana Plugs, Test Probes w/Grip Jaws | Hardware & Tools
2485027 | ACCESSORY KIT,ELEC EQUIP | Feeder Parallel Connection Kit, Vertigro | U/G Equipment
2485019 | ACCESSORY KIT,ELEC EQUIP | Feeder Parallel Connection Kit, 2 x 630A | U/G Equipment
25419 | ACCESSORY KIT,SPECTACLE | Bolle Rush Plus Safety Eyewear Kit c/w Strap & Gasket | PPE, Hardware & Tools
2459089 | ACCESSORY,POWER QUALITY ANALYSER | PM45, 500A (1-500A) Flexible Current Probe, 600mm Lg | Hardware & Tools
2452175 | ACTUATOR | Mid Pole Mount, 4m Lg, S/Steel, for Load Break Switch, AK Power | Switchgear Distribution
34156 | ACTUATOR, MOTOR | MOTOR ACTUATOR; FOR REMOTE CONTROL OF DISCONNECTING SWITCH; GROUPS 1 *1A; ITEMS 1 - 5; | Switchgear
22438 | ACTUATOR,MECHANICAL,MANUAL: | LINK STICK OPERATED;FOR OPERATING LOAD BREAK SWITCH SC22437 & REFURBED SWITCH 922437;SUPPLIED WITH 5 M LG ROD & CARTON OF ACCESSORIES; | Switchgear Distribution
20214 | ACTUATOR,SPRING RETURN | RETROFIT;70.5-FM TA;ROLOFF SPRING RETURN ACTUATOR;BUND WALL OIL VALVE; 240 V AC; | Substation
24283 | ADAPTER, METER | MINI HUBS | Metering Delivery
16785 | ADAPTER,COMPRESSED GAS CYLINDER | VALVE CONNECTION LP GAS EQUIPMENT;USED FOR CONNECTING GAS HOSES TO BURNER SUPPORT;BRASS,14 MM X 1 MM FM INLET & 22 MM X 1.5 MM MALE OUTLET;BAG OF 1; | Dangerous Goods
24891 | ADAPTER,SOCKET WRENCH | Impact, 1/2" Square Drive to 7/16 Hex Drive, Milwaukee | Hardware & Tools
2485712 | ADAPTER,SOCKET WRENCH | 1/4" Quick Connect Hex Shank to 1/2" Square | Tools & Equipment
2485795 | ADAPTER,SOCKET WRENCH | 3/8F x 1/2M Impact Rated | Tools & Equipment
14773 | ADAPTOR | Estate, Minor Road, 300mm Lg, 60.3mm OD, 80 x 76mm OD Spigot, Black c/w 4 x M8x10mm Lg Allen Head S/Steel Grub Screws, EQTS 05-02-01, Dwg 05-02-14(scm) | Street Lighting Poles
19375 | ADAPTOR | INSTALLATION AND RESET DEVICE;FOR FLITE 110 FAULTED CIRCUIT INDICATOR; TO SUIT SC20143 FAULT INDICATOR | Line Hardware
18687 | ADAPTOR | UNIVERSAL TOOL ADAPTOR;U/W HV OPERATING STICK (SHOTGUN) STOCK CODES 18267 & 18281; | Hardware & Tools
18686 | ADAPTOR | LIVE LINE;BAYONET;CLAMP OPERATING HEAD FOR UP TO 16 MM SPINDLES;U/W HV OPERATING STICK (SHOTGUN) STOCK CODES 18267 & 18281; | Line Hardware
18529 | ADAPTOR | PLATE;STEEL;GALV ;TYPE 1;DIM X = 140 MM;C/W M 12 BOLTS/FLAT & SPRING WASHERS IN INDIVIDUAL KITS;REFER ENERGEX DWG LOSTD-ST015-03; | Line Support Equip
18492 | ADAPTOR | PLATE;STEEL;GALV HOT DIPPED;FOR 110/132 KV COOPER OR BOWTHORPE SURGE ARRESTORS; DIEMENSION X = 185 MM;REFER ENERGEX DWG LOSTD-ST015-06;PACK OF 1; | Galv Products
18489 | ADAPTOR | PLATE;STEEL;GALV HOT DIPPED;FOR 11/33 KV INSULATORS TYPE 9;DIEMENSION X = 50 MM; REFER ENERGEX DWG LOSTD-ST015-03; PACK OF 1; | Line Support Equip
23215 | ADAPTOR | EARTHING TAGS; SET INCLUDES ZERO(0) DEGREES; FOURTY-FIVE(45)DEGREES NINETY(90) DEGREES; USED FOR AFLC COUPLING CELL; | Line Hardware
24078 | ADAPTOR | BAYONET ADAPTOR; PUSH IN BUTTON NYLON BAYONET FOR 32MM FIBREGLASS STICKS (AD070); SUITABLE TO BE USED WITH LINK STICKS - SC19191 & SC19192; | Hardware & Tools
23813 | ADAPTOR | ADAPTOR PALM - 2HOLES RADIUS SLOT; 33kV & 11kV CABLE TERMINATION; 25,38 & 50 OD; TUBULAR COPPER BUSBAR; | Line Hardware
23361 | ADAPTOR | Streetlight Base, Connects 4 Bolt Pole to 3 Bolt Ragbolt Foundation, for Minor Road Poles c/w 4 x M20 x 75mm Bolts & 4 x M20 Washers (scm) | Street Lighting Poles
22753 | ADAPTOR | EARTH;4 MM;EXTENSION ADAPTOR;ELECTRO PJP 4 MM FEMALE EXTENSION ADAPTOR; GREEN COLOUR;1000 V,CAT III; | Line Hardware
22420 | ADAPTOR | BRASS;POL LPG GAS CYLINDER ADAPTOR; MALE 3/8 IN MALE LH THREAD;CAN BE USED IN CONJUNCTION WITH IPG 12 POL FEMALE TO 3/8 IN FEMALE LH THREAD;PACK OF 1; | Line Hardware
22415 | ADAPTOR | BRASS;POL FEMALE TO 3/8 IN FEMALE LH THREAD;CAN BE USED IN CONJUNCTION WITH POL 21 MALE TO 3/8 IN MALE LH THREAD;PACK OF 1; | Line Hardware
22123 | ADAPTOR | CYCLEIT THERMISTOR SIGNAL SENSOR ADAPTOR (TSA);ECC A/C LOAD CONTROL EQUIPMENT;(COOL CHANGE);PACK OF 120, PACK WEIGHT 14 KG;RESTRICTED ISSUE; | Meters
22122 | ADAPTOR | SLIMLINE THERMISTOR SENSOR ADAPTOR; ECC A/C LOAD CONTROL EQUIPMENT (COOL CHANGE);PACK OF 1,PACK WEIGHT 0.13 KG; RESTRICTED ISSUE; | Line Hardware
22040 | ADAPTOR | UNIVERSAL HEAD TO BAYONET ADAPTOR;TO APPLY PORTABLE EARTHS FITTED WITH BAYONET TYPE CLAMPS;U/W OPERATING STICK (SHOTGUN) SC18281 (SHOTGUN KITS | Hardware & Tools
21738 | ADAPTOR | Socket & See GPO Adaptor, Plugs Into Standard GPO & Connects Instrument Leads Directly Into It, 3 Pin Plug, 4mm Safety Socket | Hardware & Tools
19675 | ADAPTOR | 16 MM TO 10 MM;TRANSMISSION ASSEMBLY FOR 400 SERIES (DIN 630 AMP) BUSHINGS; C/W BOLT; | Line Hardware
2472371 | ADAPTOR | RoadFlair BRP394, Tilt Adaptor, 8 Deg, Dwg GM BRP-394-8D, Pack of 25 | Street Lights
2472363 | ADAPTOR | RoadFlair BRP391, BRP392 & BRP393, Tilt Adaptor, -5Deg | Street Lights
2471548 | ADAPTOR | StreetLED MkIII, Tilt Adaptor, -5Deg | Street Lights
24862 | ADAPTOR | SUNRISE FITTING TO BAYONET MALE ADAPTER FOR USE WITH SUBSTATION EARTHS AND VOLTAGE DETECTORS | Hardware & Tools
22731 | ADAPTOR | MODULAR ADAPTOR;RJ45 TO DB9M CONNECTOR;REQUIRED FOR TELECOMMUNICATIONS WORK; | Hardware & Tools
22730 | ADAPTOR | MODULAR ADAPTOR;RJ45 TO DB9F CONNECTOR;REQUIRED FOR TELECOMMUNICATIONS WORK; | Hardware & Tools
2499036 | ADAPTOR | Type SMA Socket to SMA Socket, Straight | Communications
2499028 | ADAPTOR | Cinch, Type SMA Socket to N Plug, Straight, 50 Ohm Coaxial Adaptor | Communications
2497659 | ADAPTOR | Replacement Part, Star Lock Adaptor, for Milwaukee Multifunction Tool M18FMT | Tools & Equipment
2492734 | ADAPTOR | Earth Park Adaptor with 100mm Longer Leg & supplied with GR304 and Cast Aluminium Gripall Spindle, Commonly Known as Temp EDO Earthing Stirrups | Tools & Equipment
2483840 | ADAPTOR | Depth Limiter, 90mm OD, 44mm ID, 23mm W, 2 Piece, 5mm Allen Key Bolts, Acetyl Nylon, Suits Milwaukee M18FMT0 Multi-Tool | Tools & Equipment
2438463 | ADAPTOR | Stray Voltage Eliminator, 3k Ohm, use with High-Impedance Digital Multimeters, Accepts 4mm Safety-Shrouded Banana Plugs | Electrical Test & Accsry Equip
2478949 | ADAPTOR | Antenna Adaptor, FME Male to SMA Male | Metering Delivery
2478931 | ADAPTOR | Antenna Adaptor, SMA Female to FME Female | Metering Delivery
2478014 | ADAPTOR | SF6 Filling & Draining Adaptor, for Schneider RL & N Series Recloser/LBS | Switchgear Distribution
2476901 | ADAPTOR | Snappy Drill Bit Holder; 1/8 Drill Range 2.82 mm to 3.2 mm. | Hardware & Tools
2475713 | ADAPTOR | Sunrise adaptor; Aluminium; Universal Sunrise to 1/4" thread adaptor; to suit Electronic devices. | Hardware & Tools
18449 | ADAPTOR | PLATE;STEEL;GALV HOT DIPPED;FOR 110/132 KV INSULATORS TYPE 1;DIMENSION X = 200 MM;REFER ENERGEX DWG LOSTD-ST015-01; PACK OF 1; | Line Support Equip
13798 | ADAPTOR FITTING,TOOL HD,HOT LINE STICK | FIBREGLASS;W/O TOOL HEADS;W/PROVISION FOR FITTING TO HOT LINE STICK;FOR FITTING AS 'HEAD,TOOL,OPERATING STICK' STOCK CODES 10810,10811,10812,10813;TO | Subtransmission
22259 | ADAPTOR KIT | Parallel, Convert 2 x 630A Weber LV Fuse Strips to 800A, c/w Copper Tags, Handle Joiner, Polycarb Cover | Fuses
13166 | ADAPTOR,BRACKET | Convert Minor to Major Rd, 0.3m PT Bracket, Galv Steel, EQTS 05-02-01 | Street Lighting Poles
24648 | ADAPTOR,BRACKET | STEEL; GALVANISED; 630MM LONG 200MM WIDE 4 ATTACHMENT POINTS; 2 X 22MM & 1X 18MM HOLES WITH A 20MM & 16MM NUT WELDED BEHIND ON 1X 22MM HOLE &1X 18MM HOLE IN | Line Support Equip
14379 | ADAPTOR,BRACKET | Minor Road, 300mm Lg, 60.3mm OD, 80 x 76mm OD Spigot, Galv Steel c/w 4 x M8x10mm Lg Allen Head S/Steel Grub Screws, EQTS 05-02-01, Dwg 05-02-14(scm) | Street Lighting Poles
18070 | ADAPTOR,BRACKET | Major to Minor Rd, 34 OD x 130 Spigot, Galv Steel, suit 42 OD x 120 Lg Outreach /Pole Bracket c/w 2 x M10 x 25mm Lg S/Steel Hex HD Set Screws, EQTS 05-02-01 | Street Lighting Poles
15531 | ADAPTOR,COLUMN | STEEL;GALV;300 MM LG;60.3 MM OD;80 MM X 76 MM OD SPIGOT;FINISHED BOTTLE GREEN TO AS2700;FITTED WITH 4 OFF M8 X 10 MM LG ALLEN HEAD STAINLESS STEEL GRUB SCREWS; | Misc Non-Contract Items
4609 | ADAPTOR,CONNECTOR,ELECTRICAL | COPPER;SWITCH DISCONNECTOR;250 V; 1250 AMP;FOR LV DISTRIBUTION BOARDS TYPE P;PACK OF 10,PACK WEIGHT 9.5 KG; | Fabricated Metalware
24178 | ADAPTOR,CONNECTOR,ELECTRICAL | CRIMP CONNECTOR, LIP BLADE, BLUE 5MM WIDE; USED ON TERMINAL BLOCK AND SWITCHBOARDS FOR COMMUNICATION INSTALLATIONS;PACK OF 50 | Hardware & Tools
2498087 | ADAPTOR,CONNECTOR,FIBRE OPTIC | Duplex LC Through Adaptor, SMOF, Flangeless, Blue | Communications
2498103 | ADAPTOR,CONNECTOR,FIBRE OPTIC | E2000/APC Through Adaptor, SMOF, Green | Communications
2498095 | ADAPTOR,CONNECTOR,FIBRE OPTIC | Duplex LC Through Adaptor, OM3, Flangeless, Aqua | Communications
2498111 | ADAPTOR,CONNECTOR,FIBRE OPTIC | Simplex FC Through Adaptor, SMOF, D-Hole Cutout | Communications
2454890 | ADAPTOR,CONNECTOR,FIBRE OPTIC | Simplex SC/APC Through Adaptor, SMOF, Green | Communications
2452597 | ADAPTOR,CONNECTOR,FIBRE OPTIC | ST Through Adaptor, MMOF, Metal | Communications
2498129 | ADAPTOR,CONNECTOR,FIBRE OPTIC | Simplex SC Through Adaptor, SMOF, Flangeless, Blue | Communications
4977 | ADAPTOR,ELECTRICAL CONDUIT | TERMINATOR,STRAIGHT TYPE;NYLON;BLACK; 16 MM MALE THD,16 MM PLAIN MALE END; ;AS2053;RIGID PVC ADAPTOR,MALE THD-16 MM CONDUIT PLAIN MALE END FITS 16 MM | Hardware & Tools
4981 | ADAPTOR,ELECTRICAL CONDUIT | TERMINATOR,STRAIGHT TYPE;NYLON;BLACK; 20 MM MALE THD,20 MM PLAIN MALE END; AS2053;PACK OF 20 RIGID PVC ADAPTOR,MALE THD-20 MM CONDUIT,PLAIN MALE END FITS 20 | PPE, Hardware & Tools
17382 | ADAPTOR,FUSE LINK | BRACKET;FOR USE WITH THREE PHASE SERVICE BRACKETS,(STOCK CODE 16576) & SINGLE PHASE BRACKET (STOCK CODE 16575) INSTALLED BEFORE APRIL 1998 & POLE | Line Hardware
2486835 | ADAPTOR,FUSE LINK | HV, Extend Length of 11kV Fuse, for 22kV ABB SafePlus RMU, Set of 3 | Switchgear
12917 | ADAPTOR,PLATE | Pole Plate 130 x 50 x 16mm, M16 Tapped Hole in Centre, Bar 20mm Dia x 130mm Lg, Galv Steel, for attaching to Concrete or Wood Poles, Pack of 10, Dwg 2989-A4(scm) | Line Support Equip
24883 | ADAPTOR,PLATE | Adaptor Palm; 200mm x 50mm x 6.3mm; Copper Tinned; Two holes 14mm; Dwg LOSTD-EC041-01 | Substation
23161 | ADAPTOR,PLATE | GROUND MOUNT CANTILEVER ADAPTOR PLATE; SUITS DISTRIBUTION CABINETS (SC21876/ SC231877); GRADE 304 STAINLESS STEEL; 1100MM (L); 180MM (W); | U/G Equipment
22030 | ADAPTOR,PLATE | GROUND MOUNT CANTILEVER ADAPTOR PLATE; SUITS DISTRIBUTION CABINETS (SC21878/SC 21879/SC21880): GDE 304 STAINLESS STEEL; 1290 MM LG;370 MM W; 8 X M12 HOLES; | U/G Equipment
21410 | ADAPTOR,PLATE | COPPER;ADAPTOR PLATE;120 MM LG, 40 MM W, 10 MM THK;C/W 3 HOLES, 14 MM D; | Misc Non-Contract Items
14673 | ADAPTOR,PLATE | COPPER,HARD DRAWN;170 MM LG,100 MM W, 6 MM THK OR 101.6 MM W,6.3 MM THK;FOR CONNECTION OF CABLES TO TRANSFORMER LV TERMINALS;W/4 X 14 MM DIA HOLES;HCU TO | Fabricated Metalware
2557 | ADAPTOR,POLE TO CROSSARM | FLOATING;ALUMINIUM;100 MM FLAT FACE; BAG OF 50,PACK WEIGHT 20 KG; | Line Hardware
24840 | ADAPTOR,POLE TO CROSSARM | FLOATING;ALUMINIUM;125 MM FLAT FACE; BAG OF 50,PACK WEIGHT 20 KG | Line Hardware
2558 | ADAPTOR,POLE TO CROSSARM | FLOATING;ALUMINIUM;150 MM FLAT FACE; BAG OF 25,PACK WEIGHT 16 KG; | Line Hardware
12468 | ADAPTOR,POLE TO INSULATOR. | FIXED BOW TYPE;M16 & M20 STEEL,GDE 250; GALV;220 MM LG,56 MM W,136 MM H;20 DEG MIN RAD;FOR ATTACHING DISC INSULATOR TO CONCRETE POLE,W/STAINLESS STEEL | Line Support Equip
2458214 | ADAPTOR,UNIVERSAL | Double Threaded Brass Stud, 63mm Lg, M16 to M12 c/w 2 x M12 S/Steel Hex Nut, 1 x M12 S/Steel Belleville Washer (scm) | Hardware & Tools
2484277 | ADAPTOR,UNIVERSAL | Sunrise Attachment (Live Line Tools) | Tools & Equipment
2426617 | ADAPTOR,UNIVERSAL | Sunrise to Snap On/Off Bayonet c/w Al Sleeve & Nylon Bayonet Adapter, suit Phase Clamp CLP459 | Hardware & Tools
2492304 | ADAPTOR,UNIVERSAL | Button Adaptor to Bayonet/Taplin AL Fitting to suit 38mm Fibreglass Stick | Hardware & Tools
3750 | ADHESIVE | PART A CONTAINS 120% W/V LIQUID EPOXY RESIN,PART B CONTAINS 95% W/V POLYAMIDE; LIQUID;BONDS METAL,GLASS,CERAMICS,RUBBER ;PACK OF 6; | Hardware & Tools
3757 | ADHESIVE | PART A CONTAINS 110% W/V LIQUID EPOXY RESIN,PART B CONTAINS 7% W/V AMINE; LIQUID,CLEAR;BONDS METAL,GLASS,RUBBER CERAMICS & WOOD;5 MIN - PART A & B; | Hardware & Tools
3770 | ADHESIVE | CONTAINS 60% METHYL PYRROLIDONE W/V; LIQUID,BROWN;FOR UPVC PIPES & FITTINGS 250 ML,36 PER CARTON;SHELF LIFE = 12 MTH ; | PPE, Hardware & Tools
2471894 | ADHESIVE | Sikaflex 11FC, Paste, 310ml Tube, Adhesive Sealant, Polyurethane, Fast Cure, Bonding Agent for QR Acrylic Labels, U/W Caulking Gun | PPE, Hardware & Tools
130567 | ADHESIVE | SUPAGLUE; 3 ML TUBE;PACK OF 1; | PPE, Hardware & Tools
16441 | ADHESIVE | SPRAY;CONTACT ADHESIVE FOR SURFACE PREPARATION OF CONCRETE POLES,FOR SAFETY MARKING;QUICK DRYING EASY TO USE ADHESIVE;471 G CAN,CARTON OF 12;REFER | PPE, Hardware & Tools
13607 | ADHESIVE | EPOXY RESIN;LIQUID,CLEAR;LAMINATING & GENERAL USE;2 BASE TO 1 HARDENER,MIXING RATIO;SETTING TIME 18 TO 24 HOURS;0.66 L BASE,0.33 L HARDENER = 1 L KIT | Hardware & Tools
13426 | ADHESIVE | PART A CONTAINS 100% W/W LIQUID EPOXY RESIN,PART B CONTAINS 6.5% W/W AMINE 93.5% POLYMERCAPTAN;LIQUID,CLEAR;BONDS GLASS,METAL,CHINA;24 ML SYRINGE PACK; | PPE, Hardware & Tools
10401 | ADHESIVE | CONTAINS 57% W/V LIQUID HYDROCARBONS, 8% W/V METHYL ETHYL KETONE;CEMENT;BONDS LAMINATED PLASTICS,METAL,WOOD,GLASS, LEATHER,ALUMINIUM,RUBBER,HARDBOARD | Hardware & Tools
3760 | ADHESIVE | LIQUID;WOODWORKING GLUE; SUPPLIED READY FOR USE;1 L CONTAINER CARTON OF 6;SHELF LIFE = 2 YEARS; | PPE, Hardware & Tools
2484004 | ADJUSTER | Ball Socket (Long), Sunrise Attachment (Live Line Tools) | Tools & Equipment
2484012 | ADJUSTER | Ball Socket (Short), Sunrise Attachment (Live Line Tools) | Tools & Equipment
S820366 | ADMIN CHARGES | Material Sales Cutting Fee; URD Cables; S820362 < 100m, S820363 < 100m, S820364 < 100m, S820365 < 50m, S825093 < 100m; | Cables
2483667 | ADMIN CHARGES | VersiCharge, Care Extension Package, 12 month extended warranty | EV Items Energy Supply
2483741 | ADMIN CHARGES | Sicharge D, Care Extension Package, 12 month extended warranty | EV Items Energy Supply
23809 | ALARM INTERFACE | C&I ALARM INTERFACE FOR REMOTE CONTROL; STEEL; 1200MMH, 800MMW, 300MMD; IP66; SICMS, BATTERY SUPERVISION, RELAYS & TERMINALS FOR USE IN C&I SUBSTATIONS; | Misc Non-Contract Items
24864 | ALARM INTERFACE | C&I ALARM INTERFACE FOR REMOTE CONTROL WITHOUT BSM; STEEL; 1200MM H, 800MM W, 300MM D; IP66;SICMS,RELAYS AND TERMINALS WITHOUT BATTERY SYSTEM SUPERVISION; | Misc Non-Contract Items
14008 | ALARM MODULE | SINGLE POINT;5 FUNCTIONS OPTIONALLY TIME DELAYED,1 ALARM TEST BUTTON,LAMP TEST INPUT;110 V/32 V/24 V DC;2 OUTPUT CONTACTS;FLUSH MTG;IEC 255;SEQEB MK3; | Misc Non-Contract Items
18708 | ALARM,SMOKE,AUTOMATIC | PHOTO ELECTRIC SMOKE DETECTOR HEAD; 24 V DC; | HS & PPE
2477321 | ALARM,SMOKE,AUTOMATIC | Photo-Electric Sensor, Mains Powered, 240V AC c/w Backup Battery & Inbuilt Siren | HS & PPE
21928 | ALARM,SMOKE,AUTOMATIC | PHOTO ELECTRIC SMOKE DETECTOR;24 V;U/W FIRE PANEL SC21926;USED IN SUBSTN FOR FIRE PROTECTION; | HS & PPE
18709 | ALARM-MONITOR | ROSHNI SOUNDER-DEEP BASE; | HS & PPE
19552 | AMMETER. | SCALED 0-375 AMP;U/W 300/5 AMP CT;TYPE 244-01AG ES1MA;AMMETER RESISTANCE 42 OHM ;96 SQ MM;QUADRANT SCALE;U/W INSTRUMENTATION MODULE WITH F/S OUTPUT | Tools & Equipment
22912 | AMMETER. | HIGH VOLTAGE AMMETER;SENSORLINK AMPSTIK;MODEL 8-024 PLUS;WIDE JAW HIGH VOLTAGE TRUE RMS AMMETER STORES 4 READINGS;VOLTAGE:0-400 KV;CURRENT: | Hardware & Tools
2430486 | AMMETER. | HV Meter, Sensor Opening 635mm, 1-5000A at 0-500kV, Stores Multiple Readings, ETS RSE04 Sched 12 | Hardware & Tools
18939 | AMMETER. | SCALED 0-49.99 AMP; DC;ELECTRONIC; DIGITAL;3 1/2 LED; 110 VDC AUX SUPPLY; BI-POLAR;INPUT 50MV;96 MM W X48 MM H; FLUSH PANEL MTG;U/W EXTERNAL SHUNT STOCK | Tools & Equipment
18472 | AMMETER. | SCALED 0-500 AMP;U/W 400/5 AMP CT;TYPE 244-01AG ES1MA;AMMETER RESISTANCE 42 OHM ;96 SQ MM;QUADRANT SCALE;U/W INSTRUMENTATION MODULE WITH F/S OUTPUT | Tools & Equipment
2467652 | AMPLIFIER | PDH Optical Booster Amplifier, 20dB Gain, +17dBm Max Output Power, FC-UPC, Managed | Communications
21774 | ANALOG INPUT PCI CARD | ANALOG INPUT CARD;PCL-10168-2E,SCSI-68 SHIELDED CABLE, 2 M LG;1 CARD + 1 X 2 M CABLE = KIT; | Communications
2474567 | ANALYSER,POWER QUALITY | PQ45 PQA, CAT IV-600V, IP66, USB Port, Colour LCD Screen c/w Holster & Strap, 4 x Voltage Channels, 4 x Current Inputs 2 x Temperature Ports, GPS Port, USB | Hardware & Tools
2479095 | ANALYSER,POWER QUALITY | Kit, CAT IV-600V, 1A-500/3000A, PQ45 Power Quality Data Recorder with 4G Upgrade c/w Antenna 4G 1m Cable, Rubber Holster & Strap, 4 x 500/3000A High | Electrical Test & Accsry Equip
2466431 | ANALYSER,POWER QUALITY | Kit, CAT IV-600V, 1A-500/3000A, Power Quality Data Recorder c/w Rubber Holster & Strap, 4 x 500/3000A High Sensitivity Flexible Current Probes, 5 Wire (3P+N+G) | Hardware & Tools
2476349 | ANALYZER | Hand Held, Cellular Signal Analyser Tool, for EQ Metering Telemetry Modems c/w Carry Case & Charger | Metering Delivery
2466043 | ANCHOR STRAP | Adjustable, Velcro Polestrap Keeper, 250mm Lg x 25mm W, for Pole Top Rescue Kit | PPE, Hardware & Tools
9373 | ANCHOR,GUY | SINGLE HELIX;STEEL;PAINTED;200 MM ANCHOR DIA;SQ SECT;M24 HUB THD;8 KN/M;BOX OF 4 ,WEIGHT 4.0 KG EA, PACK WEIGHT 17.0 KG; | Screw Anchors
9375 | ANCHOR,GUY | SINGLE HELIX;STEEL;PAINTED;300 MM ANCHOR DIA;SQ SECT;M24 HUB THD;8 KN/M;BOX OF 3 ,WEIGHT 7.0 KG EA,PACK WEIGHT 29.50 KG; | Screw Anchors
2499622 | ANCHOR,GUY | Double Helix, Galv Steel, 250mm Anchor | Screw Anchors
2499614 | ANCHOR,GUY | Single Helix, Galv Steel, 300mm Anchor | Screw Anchors
2499606 | ANCHOR,GUY | Single Helix, Galv Steel, 250mm Anchor | Screw Anchors
2499598 | ANCHOR,GUY | Single Helix, Galv Steel, 200mm Anchor | Screw Anchors
1766591 | ANCHOR,GUY | Double Helix, 300mm Dia, 35mm2 Hub Thread, Mid Strength 6000ft lb (P5) | Screw Anchors
2401349 | ANCHOR,GUY | Single Helix, 150mm Dia, Square One, High Strength 10000ft lb | Screw Anchors
20260 | ANCHOR,GUY | TWIN STAY POLE ANCHOR PLATE;LSUL; 110 KN;COMES WITH BACKING WASHERS; 100 MM X 100 MM; | Screw Anchors
19474 | ANCHOR,GUY | TWIN STAY POLE ANCHOR PLATE;LSUL; 220 KN,SWL,140 KN;C/W BACKING WASHERS 100 MM X 100 MM;PALLET OF 5,PALLET WEIGHT 98 KG; | Screw Anchors
19473 | ANCHOR,GUY | STAYROD ASSEMBLY;220 KN;C/W STAYROD, ANCHOR PLATE STAY YOKE PLATE,3 NUTS. TO SUIT (AND INCLUDE) REINFORCING CAGE: PACK OF 1,PALLET OF 1,PALLET WEIGHT | Line Support Equip
2499630 | ANCHOR,GUY | Double Helix, Galv Steel, 100mm Anchor | Screw Anchors
19045 | ANCHOR,GUY | Thimble Eye Adapter, Galv, for Multi-Helix Swamp Anchor | Line Hardware
19044 | ANCHOR,GUY | Multi-Helix, Swamp, Sq Shaft, 4 x Anchor 250mm 300mm 350mm & 355mm Helix Sizes, 3.05m Lg Hub, 38mm2 Galv Shaft, 9.5kNm MWT | Screw Anchors
18598 | ANCHOR,GUY | HAULING BOLLARD;STEEL;GALV,HOT DIPPED; 3000 MM LG;FABRICATED AS PER DWG LOSTD- CV025-03;PALLET OF 5,PALLET WEIGHT 114 KG; | Screw Anchors
9377 | ANCHOR,GUY | DOUBLE HELIX;STEEL;PAINTED;100 MM ANCHOR DIA;SQ SECT;M24 HUB THD;360 MM HELIX SEPERATION;PACK OF 1,7.0 KG EA; | Screw Anchors
9376 | ANCHOR,GUY | DOUBLE HELIX;STEEL;PAINTED;250 MM ANCHOR DIA;SQ SECT;M24 HUB THD;610 MM HELIX SEPARATION;8 KN/M;PACK OF 1,15.25 KG EA; | Screw Anchors
9374 | ANCHOR,GUY | SINGLE HELIX;STEEL;PAINTED;250 MM ANCHOR DIA;SQ SECT;M24 HUB THD;8 KN/M;BOX OF 4 ,WEIGHT 5.50 KG EA,PACK WEIGHT 22.50 KG; | Screw Anchors
10852 | ANCHOR,MASONRY | COMPRISING ANCHOR,W/TEMPORARY NYLON BOLT ;W/FINS TO GROUND ANCHOR;50 KN MAX LOADING HOR;PACK OF 5,FOR USE IN CONCRETE FLOORS; | Line Support Equip
23702 | ANCHOR,MASONRY | SHIELD EXPANSION;M12;140 MM LG; 12 MM HOLE DIAMETER;GALVANISED TRUBOLT; USED FOR ATTACHING CABLE RACK SUPPORTS; PACK SIZE 100; | Bolts, Washers & Fasteners
14386 | ANCHOR,PULLING EYE | STAINLESS STEEL;20 MM DIA;35 KN MAX PULLING LOAD;NOT TO BE USED FOR HOISTING LOADS UNDER ANY CONDITION;FOR CASTING INTO CONCRETE CABLE PIT;BUNDLE OF 100, | Line Support Equip
18440 | ANCHOR,PULLING EYE | STEEL;GALV HOT DIPPED;15/33 KN PULLING EYE ANCHOR;REFER ENERGEX DWG LOSTD- ST006-01;PACK OF 1; | Line Support Equip
15292 | ANCHOR,ROCKFACE | STEEL;GALV;24 MM HOLE DIA;M20; 260 MM LG;BOX OF 10;TO BE USED IN CONJUNCTION WITH STOCK CODE 17889; | Bolts, Washers & Fasteners
18635 | ANCHOR,ROCKFACE | STEEL;GALV;18 MM HOLE DIA;M10;130 MM LG; PACK OF 10; | Bolts, Washers & Fasteners
18741 | ANCHOR,ROCKFACE | STEEL GALV;M12;160 MM LG;C/W NUT,USED IN CONJUNCTION WITH STOCK CODE 17889; PACK OF 10; | Bolts, Washers & Fasteners
18100 | ANCHOR,ROCKFACE | STEEL;GALV;18 MM HOLE DIA;M16;190 MM LG; TO BE USED IN CONJUNCTION WITH STOCK CODE 17889;PACK OF 10; | Bolts, Washers & Fasteners
25063 | ANIMAL REPELLENT | Direct Stop, Animal Deterrent Spray, 83ml Aerosol Can, contains Citronella Oil, for Controlling Aggressive Animals | PPE, Hardware & Tools
13541 | ANKLETS. | COTTON DRILL;ENERGEX;NAVY;ELASTIC FASTENING;185 MM;OVER-BOOTS; | Hardware & Tools
16703 | ANTENNA | 3G/4G Log Periodic Antenna, 10dB c/w 10m Cable (Part A), 100cm Hockey Stick Mount (Part B), FME Connector & Red Heatshrink | Metering Delivery
2489912 | ANTENNA | LTE LPDA Directional Antenna, Enclosed, 11dBi, 698-4000MHz, 0.3m RG141/N(F) | Communications
2489904 | ANTENNA | 5G LTE Collinear Antenna, Black, 7.5dBi, 698-3800MHz, 1160mm Lg, 5m RG58/SMA(M) | Communications
2489896 | ANTENNA | 5G LTE Compact Antenna, 698-3800MHz, 1.25m RG58/SMA(M) | Communications
2485332 | ANTENNA | External Antenna for E360 Meters c/w 3dBi 2m Cable Bracket, Right Angle | Metering Delivery
25031 | ANTENNA | Stumpy, 3G/4G, 700-2700MHz Freq Range, c/w 2m Lead, SMA Connector | Metering Delivery
25029 | ANTENNA | Paddle Pop, 3G/4G on Glass, 700-2700MHz Freq Range c/w 1m Lead, SMA Connector | Metering Delivery
23729 | ANTENNA | Paddle Pop, 3G/4G on Glass, 700-2700MHz Freq Range c/w 1.2m Lead, FME Connector & Red Heatshrink | Metering Delivery
22361 | ANTENNA | Paddle Pop, 3G/4G on Glass, 700-2700MHz Freq Range c/w 150mm Lead, FME Connector & Red Heatshrink | Metering Delivery
2491157 | ANTENNA | 5G LTE 6.5dBi Collinear Antenna (698-3800 MHz), 5m N (M), Black | Communications
2491140 | ANTENNA | 5G LTE 6.5dBi Collinear Antenna (698-3800 MHz), 10m SMA(M), Black | Communications
21340 | ANTENNA | 915 TO 928 MHZ; OMNI DIRECTIONAL VERTICALLY POLARISED ISM ANTENNA; 8.1 DBD GAIN;< 1.5:1 VSWR;WHITE FIBREGLASS;TAPPERED RADOME & | Meters
19032 | ANTENNA | Whip, 3G/4G, 6dB, 700-2700MHz Freq Range c/w 2m Lead, FME Connector, L-Bracket & Mounting Hardware & Red Heatshrink | Metering Delivery
17200 | ANTENNA | Stumpy, 3G/4G, 3dB c/w 2m Lead, FME Connector & Red Heatshrink | Metering Delivery
2474419 | ANTIBACTERIAL SOLUTION | Antibacterial Cleaner & Sanitiser, Hospital Grade Disinfectant, 500ml or 750ml Spray Bottle | HS & PPE
2474427 | ANTIBACTERIAL SOLUTION | Antibacterial Cleaner & Sanitiser, Hospital Grade Disinfectant, 5L Bottle, use with Bottle Sprayer Trigger | HS & PPE
2474468 | ANTIBACTERIAL SOLUTION | Disinfectant Spray & Wipe, Bulk 15 L Container, Hospital grade; | HS & PPE
16390 | ANTISEIZE COMPOUND | Al Complex Soap w/-Cu Graphite, Antiwear Extreme Pressure, 500g Can, for all S/Steel Bolts & Nuts, Pack of 6 | Misc Non-Contract Items
2459246 | ANTISEIZE COMPOUND | Nickel Anti-Seize Spray, Lubricating Compound, High Temp Resistance up to 1400 Deg C, Smooth Silver Grey Film | Dangerous Goods
15715 | APRON,UTILITY. | BIB STYLE;BLACK;PVC;GENERAL PURPOSE; 914 MM WAIST;1219 MM LG;FOR PROTECTION WHEN HANDLING CHEMICALS; | PPE, Hardware & Tools
1964 | APRON,WELDER'S. | BIB STYLE;GREY;LEATHER,CHROME; 450 MM WAIST;900 MM LG; W/TWO LARGE POCKETS; | Tools & Equipment
2470 | ARBOR,HOLE SAW | 1/4 IN CHUCK SIZE;1/4 IN HEX SHANK; 9/16 IN TO 1-3/16 IN DIA SAWS; (14 MM TO 30 MM);1/4 IN PILOT DRILL; PACK OF 1; | Hardware & Tools
2471 | ARBOR,HOLE SAW | 7/16 IN CHUCK SIZE;11/32 IN HEX SHANK; 1-1/4 IN TO 2-1/8 IN;32 MM TO 54 MM; 1/4 IN PILOT DRILL;PACK OF 1; | Hardware & Tools
15872 | ARC SUPPRESSOR - INTERRUPTER. | 12 KV;3 PHASE;600 AMP;SUITABLE FOR FITTING TO MORLYNN SIDE BREAK ISOLATOR SWITCH STOCK CODE 02629;C/W MTG BRACKETS ;ORDER IN MULTIPLES OF 3 FROM SUPPLIER; | O/Head Line
22594 | ARC SUPPRESSOR - INTERRUPTER. | REPLACEMENT ARC SUPPRESSOR UNIT TO SUIT NGK 33 KV AND 11 KV AIR BREAK SWITCHES MANUFACTURED AFTER 2006;ONE REQUIRED PER PHASE;MAINTENANCE ITEM; | O/Head Line
17191 | ARC SUPPRESSOR - INTERRUPTER. | 12 KV;3 PHASE;630 AMP;SUITABLE FOR FITTING TO ABB UNITISED AIR BREAK SWITCH (STOCK CODE 14099 OR 16647);ORDER IN MULTIPLES OF 3, FROM SUPPLIER;PACK | O/Head Line
22596 | ARC SUPPRESSOR - INTERRUPTER. | ABB SAFELINK INTERNAL ARC FAULT CONTAINMENT (IAC);ARC DUCT COVERS; SUIT BOTH CCCC AND CFCC ABB SAFELINK CONFIGURATIONS; | U/G Equipment
22991 | ARC SUPPRESSOR - INTERRUPTER. | ABB SAFELINK INTERNAL ARC FAULT CONTAINMENT (IAC);ARC DUCT COVERS;SUIT CFC,DFD,CCC OR CF ABB SAFELINK CONFIGURATIONS; | Misc Non-Contract Items
22597 | ARC SUPPRESSOR - INTERRUPTER. | ABB SAFELINK INTERNAL ARC FAULT CONTAINMENT (IAC);ARC DUCT COVERS; SUITS CFCF ABB SAFELINK RMU CONFIGURATION ONLY; | Misc Non-Contract Items
14987 | ARGON | WELDING;G SIZE CYLINDER; | Dangerous Goods
14988 | ARGON-CARBON DIOXIDE-OXYGEN | ARGOSHIELD 50;G SIZE CYLINDER; | Dangerous Goods
13918 | ARMATURE,RELAY | TRIPPING APPLICATION;32 V DC COIL;250 V AC CONT;10 AMP CONTINUOUS;4 NO CONT;NON- LATCHING;C/W SURFACE MTG,PLUG IN BASE SUITABLE FOR FRONT OR REAR CONNECTION; | Protection Relay
2472819 | ARMBANDS,HIGH VISIBILITY | Arm Band ; "SAFETY OBSERVER"; Velcro; FR Fabric, Lettering &Velcro; Colour Orange with Silver reflective lettering 450mm x 90mm; | HS & PPE
2496826 | ARRESTER | Versaflo TR-362, Spark Arrester, for Versaflo TR-300 Series PAPR | HS & PPE
21708 | ARRESTER,ELECTRICAL SURGE | BULKHEAD,LIGHTNING SUPPRESSOR;125 MHZ - 1GHZ;N FEMALE CONNECTOR; | Surge Arresters
21688 | ARRESTER,ELECTRICAL SURGE | GAPLESS METAL OXIDE;138 KV;MAX CONT VOLT 92 KV;10 KA PEAK;CLASS 3 LINE DISCHARGE;POLYMER HOUSING;TO SUIT SC21685 (123 KV CAPACITOR BANK);P/LINK | Surge Arresters
21393 | ARRESTER,ELECTRICAL SURGE | GAPLESS,METAL OXIDE;138 KV;MAX CONT VOLT 92 KV;20 KA PEAK;CLASS 4 LINE DISCHARGE;POLYMER HOUSING;TO SUIT SC21389 (145 KV CAPACITOR BANK)ABB | Surge Arresters
21485 | ARRESTER,ELECTRICAL SURGE | GAPLESS;METAL OXIDE;27 KV;20 KA PEAK; CLASS 4 LINE DISCHARGE;POLMER HOUSING; TO SUIT SC19942 (36 KV CAPACITOR BANK); | Surge Arresters
20750 | ARRESTER,ELECTRICAL SURGE | GAPLESS;METAL OXIDE;12 KV;10 KA;CLASS A; DIRECT M12 S/S MTG;POLYMER HOUSING; C/W 25 SQ MM LINE END LEAD UNLUGGED & INSULATING CAP;PACK OF 1,PACK PALLET OF | Surge Arresters
20116 | ARRESTER,ELECTRICAL SURGE | GAPLESS,METAL OXIDE;12 KV;10 KA;INSUL M12 MTG & EARTH DISCONNECTOR; U/W CCT;POLYMER HOUSED; Class A; C/W 500 MM X 16 SQ MM LINE LEAD & LUG; | Surge Arresters
2429744 | ARRESTER,ELECTRICAL SURGE | LDC3, Ur=96kV, Uc=77kV, 10kA, Gapless Metal Oxide c/w Insulated base for 110kV Effectively Earthed Systems | Surge Arresters
2492288 | ARRESTER,ELECTRICAL SURGE | Class SL, Ur=36kV, Uc=29V, 10kA, Gapless Metal Oxide c/w Pedestal Base for 36kV Non-Effectively Earthed Systems | Surge Arresters
2492270 | ARRESTER,ELECTRICAL SURGE | Class SL, Ur=24kV, Uc=19.5kV, 10kA, Gapless Metal Oxide c/w Pedestal Base for 22kV Non-Effectively Earthed Systems | Surge Arresters
2492262 | ARRESTER,ELECTRICAL SURGE | Class SL, Ur=12kV, Uc=10.2kV, 10kA, Gapless Metal Oxide c/w Pedestal Base for 11kV Non-Effectively Earthed Systems | Surge Arresters
2492254 | ARRESTER,ELECTRICAL SURGE | Class SL, Ur=192kV, Uc=152kV, 10kA, Gapless Metal Oxide c/w Pedestal Base for 220kV Effectively Earthed Systems | Surge Arresters
2492247 | ARRESTER,ELECTRICAL SURGE | Class SM, Ur=54kV, Uc=42kV, 10kA, Gapless Metal Oxide c/w Pedestal Base for 66kV Effectively Earthed Systems | Surge Arresters
2492239 | ARRESTER,ELECTRICAL SURGE | Class SL, Ur=30kV, Uc=24.4kV, 10kA, Gapless Metal Oxide c/w Pedestal Base for 33kV Effectively Earthed Systems | Surge Arresters
2492221 | ARRESTER,ELECTRICAL SURGE | Class SL, Ur=18kV, Uc=15.3kV, 10kA, Gapless Metal Oxide c/w Pedestal Base for 22kV Effectively Earthed Systems | Surge Arresters
2492213 | ARRESTER,ELECTRICAL SURGE | Class SL, Ur=10kV, Uc=8.4kV, 10kA, Gapless Metal Oxide c/w Pedestal Base for 11kV Effectively Earthed Systems | Surge Arresters
24131 | ARRESTER,ELECTRICAL SURGE | SURGE DIVERTER; GENERAL PURPOSE;240 V AC MOD6 1P+N 20kA; USED IN SUBSATION FIRE BOARDS | Surge Arresters
24072 | ARRESTER,ELECTRICAL SURGE | GAPLESS; METAL OXIDE; 27KV; 20KA PEAK; CLASS 4 LINE DISCHARGE; POLMER HOUSING; SURGE ARRESTER BODY ONLY SUITS SC19942 (36KV CAPACITOR BANK); REFER EXTENDED | Surge Arresters
23539 | ARRESTER,ELECTRICAL SURGE | MO SURGE ARRESTER MODULE TO SUIT145kV SIEMENS 8DN8 GIS; | Switchgear Substation
23400 | ARRESTER,ELECTRICAL SURGE | GAPLESS,METAL OXIDE;132 KV;10 KA; VERTICAL OR HORIZONTAL MOUNTING; POLYMER HOUSING | Surge Arresters
23319 | ARRESTER,ELECTRICAL SURGE | GAPLESS,METAL OXIDE;110 KV;10 KA; VERTICAL OR HORIZONTAL MOUNTING; POLYMER HOUSING; | Surge Arresters
22368 | ARRESTER,ELECTRICAL SURGE | METAL OXIDE TYPE;TRIDELTA SBKC 96/10.3 (A,R,,X);4500 MM CREEPAGE;4 HOLE MTG AT 200MM X 200MM SPACING;FOR USE ON 132 KV OH TO UG TRANSITION POLES; | Surge Arresters
4301 | ARRESTER,ELECTRICAL SURGE | GAPLESS TYPE;500 V;5 KA;'POLYMERIC HOUSED' AND LEADS FITTED EACH END; FOR 240/415 V NOM V SYSTEM; | Surge Arresters
2494573 | ARRESTER,ELECTRICAL SURGE | SPD G4 15kV/15kA, Ur = 255V, Uoc= 15kV, In = 5kA, Imax = 15kA, suits Philips RoadFlair Lumianire & Tango Floodlights | Street Lights
2429751 | ARRESTER,ELECTRICAL SURGE | LDC3, Ur=120kV, Uc=88kV, 10kA, Gapless Metal Oxide c/w Insulated Base for 132kV Effectively Earthed Systems | Surge Arresters
2481570 | ARRESTER,ELECTRICAL SURGE | Non-Linear Resistor, for Transient Voltage Limitation Between GIS & 132kV Cable Termination | U/G Cables & Accsry Equip
2481562 | ARRESTER,ELECTRICAL SURGE | 6kV, 20kA, Link Box, Sheath Voltage Limiter | U/G Cables & Accsry Equip
15762 | ARRESTER,ELECTRICAL SURGE | GAPLESS,METAL OXIDE;12 KV;10 KA;CLASS A; DIRECT M12;S/S MTG;POLYMER HOUSING; W/INSULATING CAP;PACK OF 1,PALLET OF 105 | Surge Arresters
16346 | ARRESTER,ELECTRICAL SURGE | GAPLESS,METAL OXIDE,NON-VENTED TYPE; 500 V;5 KA;C/W 2 ASSEMBLY KITS AN5685. 3086;M10 S/S STUD MTG;POLYMER HOUSING;FOR TRANSFORMER LV BUSHINGS; | Surge Arresters
15938 | ARRESTER,ELECTRICAL SURGE | GAPLESS,TYPE,ZNO;36 KV;10 KA;1MA@ 12 KV; DIRECT M12 S/S MTG;POLYMER HOUSING; LINE M12 S/S STUD;SUBSTATION & CABLE TERMINATION APPLICATION,FOR 33 KV NOM V | Surge Arresters
4306 | ARRESTER,ELECTRICAL SURGE | GAPLESS TYPE;120 KV;10 KA HD;CLASS 1. LG DURATION;CLASS A. PRESSURE RELIEF; PEDESTAL MTG W/INSULATED BASE;FOR 132 KV NOM V SYSTEM; | Surge Arresters
25484 | ARRESTER,LIGHTNING | SurgeShield Connector, 20kA max, 170V DC, DC to 3GHz, 140W CW Power Rating, 50 Ohm, SCC_N230/01-SEMPER, suit DSS WANGATE Installs | Surge Arresters
2499234 | ASCENDER | Edelrid, Fuse Guided Fall Arrester c/w Edelrid Defuser Small Shock Absorber | PPE, Hardware & Tools
23338 | ASPHALT MIX | COLD MIX ASPHALT; BITUPACK 20KG BAG; 50 BAGS PER PALLET; | Cement, Concrete & Mortar
21205 | ASSEMBLY,POWER ELECTRICAL | SUIT 11 KV RECLOSER;SET OF 3, 27 KV SILICONE BUSHING BOOTS;770 MM CREEPAGE; C/W LOCKING RINGS,SPANNER & 3 TUBES OF SILICONE GREASE; | Substation Accessories
21206 | ASSEMBLY,POWER ELECTRICAL | SUIT 33 KV NU-LEC RECLOSER;SET OF 3, 38 KV SILICONE BUSHING BOOTS;1100 MM CREEPAGE;C/W LOCKING RINGS,SPANNER & 4 TUBES OF SILICONE GREASE; | Substation Accessories
2483469 | ATTACHMENT,FORKLIFT | Magnetic Fork Covers, suit Forklift Tyne Dimensions 120-130mm W & 1000-1190mm Lg, 9mm Thk Dags, Black Rubber Upper Layer, (supplied as a pair) | Tools & Equipment
10441 | ATTACHMENT,HELMET VISOR | NYLON;TO CLIP FACESHIELD VISOR TO SAFETY CAP OR HELMET;TO FIT PROTECTOR HH40 HELMET & HC43/HC71 CAPS; | HS & PPE
2487163 | AUGER KIT,RETAINING PIN | Ozzy Rexroth Motor Upper Auger Pin, Kelly Bar Motor Drive End c/w 1x 25mm 1" Upper Pin, 1x 25mm Lynch Pin Retaining Collar, 1x Lynch Pin | Tools & Equipment
105437 | AUGER KIT,RETAINING PIN | Ozzy Rexroth Motor Lower Auger Pin, Kelly Bar to Auger, Proline, GP, 5 Piston Staff c/w 1x 22mm 7/8" Pin, 1x 22mm Lynch Pin Retaining Collar, | Tools & Equipment
23150 | BACKING BOARD,METER | Type 'X' Meter Panel, 200 x 250 x 6mm, Insulation Panel, for Network Meter Installation & Replacement | Meters
23163 | BACKING BOARD,METER | Type 'X' Meter Panel, 200 x 350 x 6mm, Insulation Panel, for Network Meter Installation & Replacement | Meters
2482172 | BACKING BOARD,METER | for Receivers RO3, use on asbestos meter panels | Metering Delivery
2482164 | BACKING BOARD,METER | for 3Ph Meters EDMI Mk10D & L&G U3400, use on asbestos meter panels | Metering Delivery
2482156 | BACKING BOARD,METER | for 1Ph Meters L&G U1310 & U1325, use on asbestos meter panels | Metering Delivery
2482149 | BACKING BOARD,METER | for 1Ph Meters EDMI Mk7A & Mk7C, use on asbestos meter panels | Metering Delivery
2471811 | BACKING BOARD,METER | Type 'X' Meter Panel, 220 x 200 x 6mm, Insulation Panel, for Network Device Installation & Replacement | Meters
23164 | BACKING BOARD,METER | Type 'X' Meter Panel, 340 x 250 x 6mm, Insulation Panel, for Network Meter Installation & Replacement | Meters
2496198 | BAG | Arc Flash Helmet Bag, Internal Padding, Zipper Opening, Carry Handle, 450 x 220 x 220mm | HS & PPE
2491991 | BAG | Transformer Transport Bunding Bag, 5.8 X 5.8m, Plastic, c/w Grommets | Hardware & Tools
2491983 | BAG | Transformer Transport Bunding Bag, 4.5 X 4.5m, Plastic, c/w Grommets | Hardware & Tools
22953 | BAG,KIT | Personal Storage, Blue PVC, Ultrasonic Welded Seams, Zippers on 3 Sides c/w Protection Flaps Attached to Hood, 740 x 360 x 330mm, Unbranded | Hardware & Tools
2465722 | BAG,KIT | Rugged Carry Bag for SF6 Kit, PVC, Heavy-weight Vision Zips, Wide Flat Stitched Handles, Labelled with SF6 Response Kit | HS & PPE
2459303 | BAG,KIT | Pole Top Rescue Weatherproof Bag, 20L, Tough, Tear & Abrasion Resistant Outer Material, Stiff Self-supporting Material Weatherproof Seal, sized to fit contents | PPE, Hardware & Tools
2429066 | BAG,LINEMANS GLOVE | Combination Glove & Sleeve Bag, 2 Pockets, Single Flap, Reinforced Inside & Out, for Live Line HV Insulated Gloves & Sleeves | Hardware & Tools
8808 | BAG,PACKING | POLYPROPYLENE;SATCHEL TYPE;WHITE,YELLOW OR ORANGE ONLY;70 CM NOM LG,45 CM NOM W ;FOR PACKAGING OF BOLTS,NUTS,WASHERS,ETC & SAND BAGS;BUNDLES OF 1000,PALLET OF | General
4025 | BAG,PLASTIC | POLYTHENE H.D;30 UM THK;780 MM W,1000 1000 MM LG;GARBAGE BIN LINER;PACK OF 50 CARTON OF 250;U/W 75 L BINS SC4077; | PPE, Hardware & Tools
2488096 | BAG,PLASTIC | Natural/Clear, HD, 1100 x 700 x 200um, 50 per Ctn | Hardware & Tools
22913 | BAG,PLASTIC | Bag, SML, Orange PVC, Zipped Top, Tabbed & Clear Front Reinforced Bottom, Suitable Replacement Bags for Polarity Kits & T-Mac RMU Testers | Hardware & Tools
21258 | BAG,PLASTIC | for Disposal fo Dead Animals, 200um, 910 x 610mm, Black LDPE | General
17281 | BAG,PLASTIC | DISPOSAL BAG;100 UM THK; 700 MM LG,460 MM W;PRINTED ON BAG CONTAMINATED WASTE;PACK OF 200, PACK WEIGHT 10 KG; | Hardware & Tools
15717 | BAG,PLASTIC | POLYTHENE,H.D;WHITE;12 UM THK; 650 MM X 510 MM;FOR U/W SMALL WASTE PAPER BINS; PACK OF 50,CARTON OF 1000,PACK WEIGHT 12 KG; | General
104361 | BAG,PLASTIC | Pallet Bag, Clear, 1245 x 1195 x 1850mm, 100um, Roll (25 bags per roll) | General
15636 | BAG,PLASTIC | Selfseal Zip Lock, 400mm Lg, 300mm W, 40um Thk, LDPE, Transparent (P100) | Hardware & Tools
14668 | BAG,PLASTIC | POLYETHYLENE,LOW DENSITY;TRANSPARENT; 40 U THK;200 MM LG,150 MM W;STORAGE OF SML ITEMS OF STOCK;MINI GRIP (SELF- SEALING);PACK OF 100,CARTON OF 1000,PACK | PPE, Hardware & Tools
11021 | BAG,PLASTIC | POLYETHYLENE,LOW DENSITY;TRANSPARENT; 40 U THK;250 MM LG,200 MM W;STORAGE OF SML ITEMS OF STOCK;MINI GRIP (SELF SEALING);PACK OF 100,CARTON OF | Hardware & Tools
11020 | BAG,PLASTIC | POLYETHYLENE,LOW DENSITY;TRANSPARENT; 40 U THK;230 MM LG,150 MM W;STORAGE OF SML ITEMS OF STOCK;MINI GRIP (SELF-SEALING);PACK OF 100,CARTON OF | Hardware & Tools
2483527 | BAG,PORTABLE TOILET | Cleanwaste GO Anywhere Toilet Kit c/w 1 Waste Collection Bag Pre-loaded with Waste Treatment Powder, 1 Zip-close, Puncture-resistant, Waste Disposal Bag, | Hardware & Tools
2890 | BAG,SUGAR | 740 MM LG (29 IN LG);460 MM W (18 IN W); NEW;HESSIAN;1000 PER BALE,PACK WEIGHT 60 KG;USED FOR SAND BAGGING; | PPE, Hardware & Tools
2041 | BAG,TEXTILE | UNTREATED CANVAS;C/W 25 MM VELCRO SEAL; 450 MM LG X 230 MM W;TO HOLD LINEMAN'S INSULATING GLOVES;PACK OF 60,PACK WEIGHT 12 KG; | Hardware & Tools
24209 | BAG,TEXTILE | DuffleTop;White Circ Woven polypropylene Uncoated; 90 x 90 x 120cm; SWL 1,500kg; 80cm long with tie, fully opened; For Greenslopes soil transport, fire ants; | Hardware & Tools
23738 | BAG,TEXTILE | Bulk Dirt Bag, Open Top Flat Bottom, 90 x 90 x 120cm, Heavy Duty Lifting via 4 Corner Loops, Single Trip Bag Safety Factor 5:1, SWL 1, 250kg | Hardware & Tools
17187 | BAG,TEXTILE | CANVAS;38 CM LG,20 CM W;TO STORE LINEMAN'S LV INSULATING GLOVES;C/W SNAP HOOK ATTACHED TO REAR OF BAG;3 POCKETS & VELCRO FLAP;FOR U/W CLASS OO & | Hardware & Tools
2045 | BAG,TOOL | CANVAS;C/W FINGER SPRING LOADED DOG CLIP ; BRASS EYELETS;WELDED NICKEL PLATED STEEL D RING;LEGEND- ENERGEX;POLE TOP STYLE BAG;PACK OF 40,PACK | Tools & Equipment
24928 | BAG,TOOL | CANVAS HARNESS KIT BAG OLIVE; USED AS A REPLACEMENT ONCE ORIGINAL HARNESS BAG HAS WORN OUT; 330MM X 330MM X 550MM LONG; | PPE, Hardware & Tools
23832 | BAG,TOOL | OVERHEAD EARTH BAGS; ORANGE PVC WITH BLACK HANDLES; 400 X 280 X 370MM, 2 DIV, VERCO FLAP, HANDLE, MFG; STORAGE OF OVERHEAD EARTHS & TRAILING LEADS | Hardware & Tools
21267 | BAG,TOOL | CANVAS;C/W METAL FINGER SPRING LOADED DOG CLIP & WELDED STEEL D RING;300 MM LG X 160 MM D (STEEL RING) X 3 MM THK CANVAS BODY & PIGSKIN BASE;C/W WOVEN | Tools & Equipment
2491231 | BAG,TOOL | HD Haul Mate Bag, for Tower Rescue Kit | Hardware & Tools
2491009 | BAG,TOOL | Large Zipper, Black, c/w Compartments | Hardware & Tools
2485225 | BAG,TOOL | Black, Standard Helmet Bag, for Aspida Flight Helmet | HS & PPE
2401730 | BAG,TOOL | Linesman Pouch, Leather or Synthetic Manufactured Material, fit onto the Line Workers Harness, Harness attachment Loop Manufactured with 2 Rows of Velcro or | PPE, Hardware & Tools
2434892 | BAG,VACUUM CLEANER | Hepa-Flo Replacement Dust Bags, suit Numatic HZQ200 & HZQ190, H Class Vacuum, for Asbestos Handling Kit & SF6 Response Kit (P10) | HS & PPE
2498517 | BAG,VACUUM CLEANER | Special Filter Bag Dust Class H, 30L, for Metabo H-Class Battery Vacuum | Tools & Equipment
2466720 | BAG,WASHING | ZWN1W Washnet Bag, HD Polyester Knit, Ziptop Closure, ID Tag | Tools & Equipment
2465813 | BAG,WASTE BIN | Contaminated Waste Disposal Bag, 450 x 720mm | HS & PPE
19924 | BALL,EYE ASSEMBLY | FORGED STEEL;GALV;160 KN MIN FAILING LOAD;FOR USE WITH BALL & SOCKET INSULATORS;PACK SIZE AS REQUIRED,WEIGHT BELOW 16 KG; | Forged Fittings
17986 | BAND,STABILISING HARDHAT | HARDHAT ANTI-SLIP ATTACHMENT;LEATHER WITH RUBBER DIMPLES & VELCRO:ATTACHMENT TO HARDHAT HARNESS;C/W 3 STRAPS;U/W STOCK CODE 14294; | Hardware & Tools
2462513 | BANDSAW,PORTABLE | Deepcut, 1140mm Blade, 127 x 127mm Cut Capacity, 18V, Brushless Motor, Low Speed, suit all cable types & most steel section, Skin Only | Hardware & Tools
2489193 | BANDSAW,PORTABLE | Milwaukee, M12 Fuel, 12V, 776mm Blade, 63.5 x 63.5mm Cut Capacity, Brushless Motor, Variable Speed Trigger, Dual-actuation Trigger, c/w Rafter Hook | Hardware & Tools
1403 | BAR,METAL | COPPER;RD ROD;8 MM NOMINAL DIA; HARD DRAWN;AS1567/110 - H;3.0 M LG, BUNDLE OF 20;,WEIGHT 27 KG; | Busbar and Fittings
1413 | BAR,METAL | COPPER;FLAT SHAPE;38.1 MM W;3.18 MM; THK;HARD DRAWN;RADIUS EDGE;AS1567-110; 4.0 M LG; | Busbar and Fittings
1420 | BAR,METAL | COPPER;FLAT SHAPE;50 W X 6.3 MM THK; ;HARD DRAWN;RD EDGE;AS1567-110; 4.0 M LG; | Busbar and Fittings
18844 | BAR,METAL | STEEL;CHANNEL;150 MM X 75 MM;PARALLEL FLANGE;AS3679.1; 9 M LG; | Forged Fittings
18828 | BAR,METAL | STEEL;RD SHAPE;6.35 MM DIA;BRIGHT FINISH ;GDE M1020;AS1443;6 M LG; | Forged Fittings
18796 | BAR,METAL | STEEL;FLAT SHAPE;50 MM X 25 MM;GDE 300; AS3679.1;6 M LG; | Forged Fittings
18643 | BAR,METAL | COPPER;ROUND,12.7 MM;HARD DRAWN; ALLOY 110;3.6 M LG;PACK OF 1; | Busbar and Fittings
18417 | BAR,METAL | AL;6 MM THK GDE 6060;FOR NEUTRAL EARTHING REACTOR;INSULATOR FIXING LUG; REFER ENERGEX DWG LOSTD-ST024-02; | Misc Non-Contract Items
18415 | BAR,METAL | CLAMP PLATE;STEEL;GALV;85 MM LG;122 MM W ;12 MM THK;C/W 2 X 12 MM HOLES AT 92 MM CENTRES;ITEM CP7;U/W STOCK CODES 18380 & 18381;REFER ENERGEX DWG LOSTD-FX007-07; | Misc Non-Contract Items
18414 | BAR,METAL | CLAMP PLATE;STEEL;GALV;85 MM LG;32 MM W; 12 MM THK;C/W 2 X 12 MM HOLES AT 55 MM CENTRES;ITEM CP6;U/W STOCK CODE 18385; REFER ENERGEX DWG LOSTD-FX007-06; | Misc Non-Contract Items
18413 | BAR,METAL | CLAMP PLATE;STEEL;GALV;75 MM LG;32 MM W; 12 MM THK;C/W 2 X 12 MM HOLES AT 45 MM CENTRES;ITEM CP5;U/W STOCK CODE 18379; REFER ENERGEX DWG LOSTD-FX007-05; | Misc Non-Contract Items
18412 | BAR,METAL | CLAMP PLATE;STEEL;GALV;132 MM LG;32 MM W ;12 MM THK;C/W 2 X12 MM HOLES AT 102 MM CENTRES;ITEM CP4;U/W STOCK CODE 18377; REFER ENERGEX DWG LOSTD-FX007-04; | Misc Non-Contract Items
18411 | BAR,METAL | CLAMP PLATE;STEEL;GALV;116 MM LG;32 MM W ;12 MM THK;C/W 2 X 12 MM HOLES AT 86 MM CENTRES;ITEM CP3;U/W STOCK CODES 00520, 18381,18384,18386,00526 & 18396;REFER | Misc Non-Contract Items
18410 | BAR,METAL | CLAMP PLATE;STEEL;GALV;90 MM LG;32 MM W; 12 MM THK;C/W 2 X 12 MM HOLES AT 60 MM CENTRES;ITEM CP2;U/W STOCK CODE 18393; REFER ENERGEX DWG LOSTD-FX007-02; | Misc Non-Contract Items
18400 | BAR,METAL | CLAMP PLATE;STEEL;GALV;106 MM LG;32 MM W ;12 MM THK;C/W 2 X 12 MM HOLES AT 76 MM CENTRES;ITEM CP1;U/W STOCK CODES 00516, 00518,18378,08387,08389,08692,00523, | Forged Fittings
14429 | BAR,METAL | COPPER;FLAT SHAPE;2-1/2 IN W X 1/4 IN THK;HARD DRAWN;SQ EDGE;AS1567-110;3.6 M LG; | Busbar and Fittings
14428 | BAR,METAL | COPPER;FLAT SHAPE;50 MM W X 20 MM THK; HARD DRAWN;RD EDGE;4.0 M NOM LG; | Busbar and Fittings
13657 | BAR,METAL | COPPER;FLAT SHAPE;100 MM W X 10 MM THK; HARD DRAWN;RD EDGE;AS1567-110;4 M LG; | Busbar and Fittings
9928 | BAR,METAL | AL ALLOY GDE B6101;MILL FINISH; FLAT SHAPE;101.6 MM W X 19.05 MM THK;T6; 4 M LG; | Forged Fittings
2479 | BAR,WRECKING | BENT CHISEL & CLAW ENDS;18 IN LG; 5/8 IN DIA;PACK OF 6; | Hardware & Tools
2480 | BAR,WRECKING | BENT CHISEL & CLAW ENDS;3 FT LG;3/4 IN DIA;PACK OF 1; | Hardware & Tools
11090 | BARBED WIRE | STEEL GALV;2 X 2.5 MM DIA;FOUR POINT BARBS;90 MM NOM CENTRES;400 M ROLL; USED FOR SECURITY BARRIER FOR 110KV & 132KV STEEL TOWERS; | Galv Products
24127 | BARRIER, MOISTURE | DELRIN;NYLON; SET TO SUIT MULTICORE CABLE; SUPPORT STRUCTURE FOR USE IN SUBSTATIONS; SET CONTAINS FOUR PIECES; | Misc Non-Contract Items
20851 | BARRIER,INSULATION | HDPE;150 SQ MM;20 MM THK;4 X 14 MM DIA HOLES;U/W UNISTRUT OR EZISTRUT BASE PLATE; | Misc Non-Contract Items
23202 | BARRIER,INSULATION | HDPE;180 SQ MM;20 MM THK; 4 x 20MM DIAMETER HOLES; | Misc Non-Contract Items
23800 | BARRIER,INSULATION | INSULATION BARRIER 330MM X 50MM X 20MM HDPE PLATE TO SUIT UNISTRUT STAND; | Misc Non-Contract Items
20852 | BARRIER,INSULATION | HDPE;150 MM LG;100 MM W;20 MM THK; 2 X 14 MM DIA HOLES;U/W UNISTRUT OR EZISTRUT SINGLE BASE PLATE; | Misc Non-Contract Items
6511 | BASE,DISTRIBUTION PILLAR | ELECTRICITY SUPPLY PILLAR;530 MM LG, 530 MM W,320 MM H;POLYETHYLENE,FLAME RETARDENT;GREEN;COMPLETE WITH 4 D HD FIXING BOLTS;PALLET OF 12,WEIGHT 84 KG; | U/G Pits & Pillars
15865 | BASE,DISTRIBUTION PILLAR | LIGHTWEIGHT,DEEP;556 MM LG,524 MM W,355 MM H;POLYPROPYLENE NATURE GREEN;SUPPLIED WITH 4 D HD FIXING BOLTS;PALLET OF 80, PACK WEIGHT262 KG;SUITS COVERS STOCK | U/G Pits & Pillars
23296 | BASE,DISTRIBUTION PILLAR | 400A LV Link Pillar Base Assy, UDC, C&I, 336mm H x 695mm W x 613mm D, Green PPL, suit LV 3Ph 400A Fuse Switch, TS 521 (scm) | U/G Pits & Pillars
16158 | BASE,DISTRIBUTION PILLAR | LIGHTWEIGHT,SPLIT;POLYPROPYLENE;GREEN; SUPPLIED WITH SECURING STUDS,JOINTING COMPOUND & ASSEMBLY INSTRUCTIONS; PACK OF 1,PACK WEIGHT 3.5 KG; | U/G Pits & Pillars
21753 | BASE,DISTRIBUTION PILLAR | ELECTRICITY SUPPLY PILLAR;320 MM H, 940 MM W,835 MM D;FIBREGLASS;NATURE GREEN;LOW VOLTAGE;1160 MM X 1160 MM X 500 MM H; | U/G Pits & Pillars
20708 | BASE,DISTRIBUTION PILLAR | ELECTRICITY DISTRIBUTION PILLAR;LGE SIZE ;LOW VOLTAGE;C/W BASE,TURRET,PANEL,GALV STEEL FRAME,4 X S/S HOLDING DOWN BOLTS, 2 X SET SCREWS;FOR FIXING 2 X CFS UNITS; | U/G Pits & Pillars
19551 | BASE,EXTENSION | SQUARE HOLLOW SECTION;500 MM LG;RIGID BASE EXTENSION;127 MM P.C.D.FLANGE FIXING;O/H TRANSMISSION HARDWARE; PACK OF 1; | Fabricated Metalware
4700 | BASE,ISOLATING JACK. | PLASTIC;RECT;4 GANG;15 KV RMS RATING; ITEM 1 OF SPEC 118;FOR U/W ISOLATING JACK (STOCK CODE 04718) & COVER ()STOCK CODE 04673); | Hardware & Tools
13795 | BASE,POLE ASSEMBLY | Slip Base Adaptor, for upto 10.0m Poles, 350 PCD c/w 3 x M36x130mm Bolts, 6 x M36 Washers, 3 x M36 Nuts & Shear Washer, EQTS 05-02-01, Dwg 05-02-04(scm) | Street Lighting Poles
16826 | BASE,POLE ASSEMBLY | Slip Base Adaptor, for upto 13.0m Poles, 500 PCD c/w 3 x M36x130mm Bolts, 6 x M36 Washers, 3 x M36 Nuts & Shear Washer, EQTS 05-02-01, Dwg 05-02-04(scm) | Street Lighting Poles
7336 | BASE,RELAY | DIN RAIL MOUNT;8 FEMALE CONT;PLUG-IN CONN TERM;PLASTIC BODY;PACK OF 1; REQUIRES SEPERATE RETAINING CLIP IZUMI TYPE SY4S-Q2F1,FOR IZUMI RELAY TYPE RHZB | Hardware & Tools
2492502 | BASE,RELAY | 250V, 8A, 8 Pin Flat, Screw Terminal, DIN Rail Mount, suit 4652 Relay Box Clamp, IP20, -40 to 70 deg C, 32.8 x 29 x 12.4mm | Substation Accessories
2477347 | BASE,RELAY | Smoke Alarm Mounting Base, Integrated Relay, suit Automatic Smoke Alam | HS & PPE
24873 | BASE,RELAY | Socket, 8 Female Contacts, Plug-In Conn Terminals, DIN Rail Mount, for Omron Relay LY2N | Remote Generation
18083 | BASE,RELAY | Screw Terminal, 28 Female Contacts, Plug-In Conn Terminals, DIN Rail Mount, for Smitt Relay Type D8-R, Pack of 4 | Hardware & Tools
18082 | BASE,RELAY | DIN RAIL MOUNT;14 FEMALE CONTACTS; PLUG-IN CONN TERMINALS;FOR SMITT RELAY TYPE D-R;PACK OF 10; | Hardware & Tools
16593 | BASE,RELAY | RAIL MTG;11 PIN FEMALE;PLUG-IN CONNECTIONS;PLASTIC BODY;REQUIRES SEPARATE RETAINING CLIP;CLIP SUPPLIED U/W RELAY STOCK CODE 16592;PACK OF 1; | Hardware & Tools
16337 | BASE,RELAY | HAT RAIL MTG;14 FEMALE CONT;PLUG IN TERMINAL;PLASTIC BODY;TO BE USED IN CONJUNCTION WITH RELECO RELAY TYPE C4A40 X 110 V AC;PACK OF 1; | Hardware & Tools
8903 | BASE,RELAY | BASE,ELECTRICAL RELAY;BEIGE COLOUR; | Protection Relay
12016 | BASE,RELAY | RECT,SURFACE OR TM35 RAIL MTG;11 FEMALE CONT;SCREW CONN TERM;PLASTIC BODY; PACK OF 1;SUITABLE FOR 11 PIN RELAYS & TIMERS MTG; | Hardware & Tools
7338 | BASE,RELAY | DIN RAIL MOUNT;14 FEMALE CONT;PLUG-IN CONN TERM;PLASTIC BODY;PACK OF 1; REQUIRES SEPERATE RETAINING CLIP IZUMI TYPE SH4B-05F1,FOR IZUMI RELAY TYPE RH4B | Hardware & Tools
18707 | BASE,SMOKE DETECTOR | PHOTO ELECTRIC SMOKE DECTECTOR BASE; | HS & PPE
21929 | BASE,SMOKE DETECTOR | PHOTO ELECTRIC SMOKE DETECTOR BASE; U/W SMOKE ALARM SC21928;USED IN SUBSTN FOR FIRE PROTECTION; | HS & PPE
4773 | BASE,SWITCH | PVC;WHITE;RECT;1 GANG,STD PATTERN PLATE TYPE;115 MM LG,73 MM W;PACK OF 10,PACK WEIGHT 1 KG; | Hardware & Tools
16446 | BASE,SWITCH | STANDARD PATTERN,WHITE;WITH 25 MM ACCESS HOLE;PACK OF 5; | Hardware & Tools
2497618 | BATTERY BOX | Battery & Equip Cabinet, Sealed External Vented Battery Compartment, 13RU Equip Compartment, 600 x 600 x 2150mm, suit 16 x SBS100/170 Batteries | Substation Batteries
24942 | BATTERY PACK | SAFT BATTERY PACK; LI THIONYL BATTERY, 34 AMPH 10.8 V; | Substation Batteries
23725 | BATTERY, METER | BATTERY (ATLAS) | Meters
23727 | BATTERY, METER | BATTERY (MK3) | Meters
23726 | BATTERY, METER | BATTERY (GENIUS) | Metering Delivery
17779 | BATTERY,MONITOR SYSTEM | 20-150V DC, 110mA Nom, 55A Nom @110V, 48A @48V, 50A @30V, 400ms, 2.5kV for 1 Min, 96 x 96mm, 150mm D, w/o Comms | Substation
917779 | BATTERY,MONITOR SYSTEM | REFURBISHED, 20-150V DC, 110mA Nom, 55A Nom @110V, 48A @48V, 50A @30V, 400ms, 2.5kV for 1 Min, 96 x 96mm, 150mm D, w/o Comms | Substation
2944 | BATTERY,NONRECHARGEABLE | ALKALINE;1.5 V;FLAT CONTACTS;14.3 MM DIA ,50.0 MM H;SIZE AA;PACK OF 24 BOX OF 144 ;SUITS EVEREADY 3636 PENLITE FLASHLIGHT (STOCK CODE 03054);SHELF LIFE = 3 YEARS; | PPE, Hardware & Tools
2956 | BATTERY,NONRECHARGEABLE | CARBON ZINC,HVY DUTY;6 V;COIL SPRING CONTACTS 68.3 MM X 68.3 MM SQ,111.9 MM H BOX OF 6,PACK OF 24;SUITS EVEREADY DOLPHIN 108 LANTERN (STOCK CODE 03057); | PPE, Hardware & Tools
2946 | BATTERY,NONRECHARGEABLE | ALKALINE;1.5 V;FLAT CONTACTS;34.1 MM DIA ,61.5 MM H;SIZE D;BOX OF 12,CARTON OF 72 ;SUITS EVEREADY 1359 INDUSTRIAL SAFETY FLASHLIGHT | PPE, Hardware & Tools
2451094 | BATTERY,NONRECHARGEABLE | AA, Heavy Duty, Lithium (scm | PPE, Hardware & Tools
18778 | BATTERY,NONRECHARGEABLE | ALKALINE;1.5 V, A76 OR EQUIV;U/W TESTER PROXIMITY SC18678;BOX OF 12,CARTON OF 12 ; | PPE, Hardware & Tools
16564 | BATTERY,NONRECHARGEABLE | ALKALINE;1.5 V;FLAT CONTACTS;10 MM DIA, 45 MM H;SIZE AAA;BOX OF 24,CARTON OF 144 ,PACK WEIGHT 5.0 KG;FOR USE WITH FLASHLIGHT STOCK CODE 16525; | PPE, Hardware & Tools
9897 | BATTERY,NONRECHARGEABLE | ALKALINE;9 V;SNAP-FASTENER CONTACTS; 26.2 MM LG,17.5 MM W,49.2 MM H; BOX OF 12,CARTON OF 72;SHELF LIFE = 3 YEARS; | PPE, Hardware & Tools
2945 | BATTERY,NONRECHARGEABLE | ALKALINE;1.5 V;FLAT CONTACTS;26.2 MM DIA ,50.0 MM H;SIZE C;BOX OF 12, SHELF LIFE = 3 YEARS; | PPE, Hardware & Tools
15708 | BATTERY,STORAGE | SEALED LEAD ACID;6 V;110 A/HR NOMINAL (70 AH - 100 AH),6 V BATTERY; NORMALLY DELIVERED TO SITE;PACK OF 1, PACK WEIGHT 48 KG; | Substation Batteries
15723 | BATTERY,STORAGE | SEALED LEAD ACID;6 V;160 A/HR NOMINAL (150-200 AH),VALVE REGULATED SEALED BATTERY; PACK OF 1,PACK WEIGHT 26.4 KG; | Substation Batteries
2469617 | BATTERY,STORAGE | 18V, 6.0Ah, M18 Red Li-Ion, High Output, for Milwaukee Tools | Hardware & Tools
25366 | BATTERY,STORAGE | 18V, 5.0Ah, Lithium Makita Battery, c/w Fuel Gauge, 45 mins Charging Time | Hardware & Tools
25097 | BATTERY,STORAGE | VALVE REGULATED SEALED BATTERY BANK; 30 V;160 A/HR NOMINAL; 5 X 6V INDIVIDUAL BATTERIES = (1 BANK); FOR INDIVIDUAL BATTERY CELL REFER SC15723; | Substation Batteries
25096 | BATTERY,STORAGE | VALVE REGULATED SEALED BATTERY BANK; 48 V;44 A/HR NOMINAL; 4 X 12V INVIDUAL BATTERIES = (1 BANK); FOR INDIVIDUAL BATTERY CELL REFER SC18583; | Substation Batteries
24986 | BATTERY,STORAGE | MILWAUKEE 12 VOLT BATTERY; COMPACT 12 VOLT 3 AMP HOUR BATTERY; MB123; | Hardware & Tools
25116 | BATTERY,STORAGE | VALVE REGULATED SEALED BATTERY BANK; 24 V;44 A/HR NOMINAL 2 X 12 V INDIVIDUAL BATTERIES = (1 BANK) | Substation Batteries
25115 | BATTERY,STORAGE | VALVE REGULATED SEALED BATTERY BANK 24 V;80 A/HR NOMINAL 2 X 12 V INDIVIDUAL BATTERIES = (1 BANK) | Substation Batteries
23748 | BATTERY,STORAGE | NOJA RC01 BATTERY;12V;26AH; BATTERY SUITABLE FOR RC01 CONTROLLER; BAT-0002; MODEL PS-12260 NB; | Substation Batteries
23715 | BATTERY,STORAGE | 12V, 25.4Ah, for RC10 Control Box, suit NOJA RC10 ES Controller | Switchgear Distribution
23414 | BATTERY,STORAGE | MILWAUKEE;12 V 4 AH;12 VOLT; MILWAUKEE BATTERY;4 AMP HOUR; | Hardware & Tools
22916 | BATTERY,STORAGE | 12V, 12Ah, 6mm Terminal, for ADVC2 Control Box, suit Schneider ADVC (Set of 2) | Protection
21927 | BATTERY,STORAGE | BATTERY;12 V;6.5 A/H;LSA;U/W SC21926; 2 REQUIRED PER PANEL; | Substation Batteries
22274 | BATTERY,STORAGE | 18V, 5.0Ah, M18 Red Li-Ion, for Milwaukee Tools | Hardware & Tools
22077 | BATTERY,STORAGE | 14.4V, 4.2Ah, Li-Ion, suit 14.4V Battery Drill | Tools & Equipment
19786 | BATTERY,STORAGE | 12V, 7Ah, Sealed Lead Acid, 151 x 65 x 98mm, for PTCC Control Boxes, suit Nu-Lec PMR | Protection
19659 | BATTERY,STORAGE | VRLA Battery Bank, 110V, 300Ah, 54 X 2V Cells = (1 Bank), Weight 1175Kg if Stand Required ref SC25447, c/w Intercell Connectors & Fasteners | Substation Batteries
19233 | BATTERY,STORAGE | NICKEL CADMIUM VALVE REGULATED POCKET PLATE BATTERY;C/W 25 CELLS,TYPE RATED AT 32 AH@ THE 5 DISCHARGE RATE;END VOLTAGE OF 1.00 V PER CELL;ITEM;SET OF 5 = EACH | Substation Batteries
18935 | BATTERY,STORAGE | VALVE REGULATED SEALED BATTERY BANK; 110 V;110 A/HR NOMINAL (70-100 A/HR); 18 X 6 V INDIVIDUAL BATTERIES = (1 BANK) ; C/W INTERCELL CONNECTORS & FASTENERS | Substation Batteries
18934 | BATTERY,STORAGE | VRLA Battery Bank, 110V, 160Ah, 18 X 6V Cells = (1 Bank), If Stand Required ref SC25445, c/w Intercell Connectors & Fasteners | Substation Batteries
18933 | BATTERY,STORAGE | VALVE REGULATED SEALED BATTERY BANK; 48 V;110 A/HR NOMINAL (70-100 A/HR); 8 X 6 V INDIVIDUAL BATTERIES;C/W INTERCELL CONNECTORS & FASTENERS; | Substation Batteries
18583 | BATTERY,STORAGE | VALVE REGULATED SEALED BATTERY;12 V;55 AMP/HR NOMINAL 35AH-45AH;PACK OF 1,PACK WEIGHT 15 KG; | Substation Batteries
17460 | BATTERY,STORAGE | VALVE REGULATED SEALED BATTERY;12 V; 80 AMP/HR NOMINAL (70-100 A/HR); U/W STOCK CODE 15614;PACK OF 1,PACK WEIGHT 25.4 KG; | Substation Batteries
17459 | BATTERY,STORAGE | VALVE REGULATED SEALED BATTERY BANK;30 V;110 A/HR NOMINAL (70-100 A/HR) 5 X 6 V INDIVIDUAL BATTERIES;C/W INTERCELL CONNECTIONS & FASTENERS;PACK | Substation Batteries
2481968 | BATTERY,STORAGE | 18V, 8.0Ah, M18 Red Li-Ion, for Milwaukee Tools | Tools & Equipment
2479103 | BATTERY,STORAGE | 12V, 2.0Ah, M12 Red Li-Ion, Compact, for Milwaukee Tools | Tools & Equipment
2479087 | BATTERY,STORAGE | 48V, 150Ah, Dual String, 2 x 8 UXH75-6 VRLA, Subs Battery Bank, c/w Rack, Item 3H+R | Substation Batteries
2479079 | BATTERY,STORAGE | 48V, 150Ah, Dual String, 2 x 8 UXH75-6 VRLA, Subs Battery Bank, Item 3H | Substation Batteries
2478428 | BATTERY,STORAGE | 48V, 150Ah, Dual String, 16 x UXH75-6 VRLA, c/w Enclosed Rack, 00000015 Item 3H+E | Substation Batteries
2475770 | BATTERY,STORAGE | 18V, 2.0Ah, M18 Red Li-Ion, for Milwaukee Tools | Hardware & Tools
2471209 | BATTERY,STORAGE | 18V, 12.0Ah, M18 Red Li-Ion, High Output for Milwaukee Tools | Hardware & Tools
25535 | BATTERY,STORAGE | Valve regulated sealed battery bank; 48V;80A/HR nominal. Kit contains 4x12v battereries with bridging bars | Substation Batteries
2458115 | BATTERY,STORAGE | 110V, 90Ah, Dual String, 18 x UXH50-12 VRLA Monoblocs c/w Enclosed Rack, Subs Standby Battery Bank, Contract 10591, Item 4c | Substation Batteries
2457984 | BATTERY,STORAGE | 110V, 90Ah, Dual String, 18 x UXH50-12 VRLA Monoblocs c/w Rack, Subs Standby Battery Bank, Contract 10591, Item 4b | Substation Batteries
2457810 | BATTERY,STORAGE | 110V, 90Ah, Dual String, 18 x UXH50-12 VRLA Monoblocs w/out Rack, Subs Standby Battery Bank, Contract 10591, Item 4a | Substation Batteries
2457976 | BATTERY,STORAGE | 125V, 224Ah, Dual String, 38 x UXH125-6 VRLA Monoblocs c/w Rack, Subs Standby Battery Bank, Contract 10591, Item 3b | Substation Batteries
2457802 | BATTERY,STORAGE | 125V, 224Ah, Dual String, 38 x UXH125-6 VRLA Monoblocs w/out Rack, Subs Standby Battery Bank, Contract 10591, Item 3a | Substation Batteries
2457968 | BATTERY,STORAGE | 125V, 180Ah, Dual String, 38 x UXH100-6 VRLA Monoblocs c/w Rack, Subs Standby Battery Bank, Contract 10591, Item 2b | Substation Batteries
2457794 | BATTERY,STORAGE | 125V, 180Ah, Dual String, 38 x UXH100-6 VRLA Monoblocs w/out Rack, Subs Standby Battery Bank, Contract 10591, Item 2a | Substation Batteries
2457950 | BATTERY,STORAGE | 125V, 125Ah, Dual String, 38 x UXH75-6 VRLA Monoblocs c/w Rack, Subs Standby Battery Bank, Contract 10591, Item 1b | Substation Batteries
2457786 | BATTERY,STORAGE | 125V, 125Ah, Dual String, 38 x UXH75-6 VRLA Monoblocs w/out Rack, Subs Standby Battery Bank, Contract 10591, Item 1a | Substation Batteries
2499077 | BATTERY,STORAGE | 125V, 125Ah (-10/+20%), Dual String, C10 to 1.80Vpc at 25°C, 38 x 6V Batteries, VRLA Battery Bank c/w Enclosed & Ventilated Racks, Insulated Connection | Substation Batteries
2499069 | BATTERY,STORAGE | 48V, 90Ah (-10/+20%), Single String, C10 to 1.80Vpc at 25°C, 4 x 12V Batteries, VRLA Battery Bank, Battery only c/w Insulated Connection Bars & Flexible | Substation Batteries
2498467 | BATTERY,STORAGE | Metabo LiHD Battery Back, 18V, 8.0Ah | Tools & Equipment
2497600 | BATTERY,STORAGE | 12V, 170Ah, PowerSafe SBS170F, Front Terminals M6 M, Sealed Lead Acid, 561 x 125 x 283mm, for Telecom | Substation Batteries
2497592 | BATTERY,STORAGE | 12V, 100Ah, PowerSafe SBS100F, Front Terminals M6 M, Sealed Lead Acid, 395 x 108 x 287mm, for Telecom | Substation Batteries
2496818 | BATTERY,STORAGE | Versaflo TR-332, High Capacity Battery Pack, Li-Ion, 8 - 12hrs Operating Life, for Versaflo TR-300 Series PAPR | HS & PPE
2496644 | BATTERY,STORAGE | Milwaukee 4V USB Power Source & Charger Kit | Hardware & Tools
2457877 | BATTERY,STORAGE | 48V, 125Ah, Dual String, 8 x FXH100-12S VRLA Monoblocs w/out Rack, Subs Standby Battery Bank, Contract 10591, Item 10a | Substation Batteries
2494268 | BATTERY,STORAGE | 125V, 180Ah, Dual String, 38 x UXH100-6 VRLA Monoblocs, c/w Enclosed Rack, Subs Standby Battery Bank, Contract 10591, Item 2c | Substation Batteries
2493559 | BATTERY,STORAGE | Rechargeable, Zithion Battery, ZX310, Suits XPH25R Coast headlamp | PPE, Hardware & Tools
2457943 | BATTERY,STORAGE | 12V, 7Ah, 1 x NP7-12FR VRLA Monobloc, Recloser Standby Battery, Contract 10591, Item 17 | Substation Batteries
2458107 | BATTERY,STORAGE | 32V, 180Ah, Dual String, 10 x UXH100-6 VRLA Monoblocs c/w Rack, Subs Standby Battery Bank, Contract 10591, Item 16b | Substation Batteries
2457935 | BATTERY,STORAGE | 32V, 180Ah, Dual String, 10 x UXH100-6 VRLA Monoblocs w/out Rack, Subs Standby Battery Bank, Contract 10591, Item 16a | Substation Batteries
2458099 | BATTERY,STORAGE | 32V, 125Ah, Dual String, 10 x UXH75-6 VRLA Monoblocs c/w Rack, Subs Standby Battery Bank, Contract 10591, Item 15b | Substation Batteries
2457927 | BATTERY,STORAGE | 32V, 125Ah, Dual String, 10 x UXH75-6 VRLA Monoblocs w/out Rack, Subs Standby Battery Bank, Contract 10591, Item 15a | Substation Batteries
2458081 | BATTERY,STORAGE | 48V, 1000Ah, Dual String, 48 x UXL550-2 VRLA Monoblocs c/w Rack, Subs Standby Battery Bank, Contract 10591, Item 14b | Substation Batteries
2457919 | BATTERY,STORAGE | 48V, 1000Ah, Dual String, 48 x UXL550-2 VRLA Monoblocs w/out Rack, Subs Standby Battery Bank, Contract 10591, Item 14a | Substation Batteries
2458172 | BATTERY,STORAGE | 48V, 500Ah, Dual String, 48 x UXL 330-2 VRLA Monoblocs c/w Enclosed Rack, Subs Standby Battery Bank, Contract 10591, Item 13c | Substation Batteries
2458073 | BATTERY,STORAGE | 48V, 500Ah, Dual String, 48 x UXL330-2 VRLA Monoblocs c/w Rack, Subs Standby Battery Bank, Contract 10591, Item 13b | Substation Batteries
2457901 | BATTERY,STORAGE | 48V, 500Ah, Dual String, 48 x UXL330-2 VRLA Monoblocs w/out Rack, Subs Standby Battery Bank, Contract 10591, Item 13a | Substation Batteries
2458164 | BATTERY,STORAGE | 48V, 224Ah, Dual String, 16 x UXH125-6 VRLA Monoblocs c/w Enclosed Rack, Subs Standby Battery Bank, Contract 10591, Item 12c | Substation Batteries
2458065 | BATTERY,STORAGE | 48V, 224Ah, Dual String, 16 x UXH125-6 VRLA Monoblocs c/w Rack, Subs Standby Battery Bank, Contract 10591, Item 12b | Substation Batteries
2457893 | BATTERY,STORAGE | 48V, 224Ah, Dual String, 16 x UXH125-6 VRLA Monoblocs w/out Rack, Subs Standby Battery Bank, Contract 10591, Item 12a | Substation Batteries
2458057 | BATTERY,STORAGE | 48V, 180Ah, Dual String, 8 x FXH100-12S VRLA Monoblocs c/w Rack, Subs Standby Battery Bank, Contract 10591, Item 11b | Substation Batteries
2457885 | BATTERY,STORAGE | 48V, 180Ah, Dual String, 8 x FXH100-12S VRLA Monoblocs w/out Rack, Subs Standby Battery Bank, Contract 10591, Item 11a | Substation Batteries
2458156 | BATTERY,STORAGE | 48V, 90Ah, Dual String, 8 x UXH50-12 VRLA Monoblocs c/w Enclosed Rack, Subs Standby Battery Bank, Contract 10591, Item 9c | Substation Batteries
2458032 | BATTERY,STORAGE | 48V, 90Ah, Dual String, 8 x UXH50-12 VRLA Monoblocs c/w Rack, Subs Standby Battery Bank, Contract 10591, Item 9b | Substation Batteries
2457869 | BATTERY,STORAGE | 48V, 90Ah, Dual String, 8 x UXH50-12 VRLA Monoblocs w/out Rack, Subs Standby Battery Bank, Contract 10591, Item 9a | Substation Batteries
2458149 | BATTERY,STORAGE | 110V, 400Ah, Dual String, 108 x UXL220-2 VRLA Monoblocs c/w Enclosed Rack, Subs Standby Battery Bank, Contract 10591, Item 8c | Substation Batteries
2458024 | BATTERY,STORAGE | 110V, 400Ah, Dual String, 108 x UXL220-2 VRLA Monoblocs c/w Rack, Subs Standby Battery Bank, Contract 10591, Item 8b | Substation Batteries
2457851 | BATTERY,STORAGE | 110V, 400Ah, Dual String, 108 x UXL220-2 VRLA Monoblocs w/out Rack, Subs Standby Battery Bank, Contract 10591, Item 8a | Substation Batteries
2458131 | BATTERY,STORAGE | 110V, 224Ah, Dual String, 36 x UXH125-6 VRLA Monoblocs c/w Enclosed Rack, Subs Standby Battery Bank, Contract 10591, Item 7c | Substation Batteries
2458016 | BATTERY,STORAGE | 110V, 224Ah, Dual String, 36 x UXH125-6 VRLA Monoblocs c/w Rack, Subs Standby Battery Bank, Contract 10591, Item 7b | Substation Batteries
2457844 | BATTERY,STORAGE | 110V, 224Ah, Dual String, 36 x UXH125-6 VRLA Monoblocs w/out Rack, Subs Standby Battery Bank, Contract 10591, Item 7a | Substation Batteries
2458123 | BATTERY,STORAGE | 110V, 180Ah, Dual String, 36 x UXH100-6 VRLA Monoblocs c/w Enclosed Rack, Subs Standby Battery Bank, Contract 10591, Item 6c | Substation Batteries
2458008 | BATTERY,STORAGE | 110V, 180Ah, Dual String 36 x UXH100-6 VRLA Monoblocs c/w Rack, Subs Standby Battery Bank, Contract 10591, Item 6b | Substation Batteries
2457836 | BATTERY,STORAGE | 110V, 180Ah, Dual String, 36 x UXH100-6 VRLA Monoblocs w/out Rack, Subs Standby Battery Bank, Contract 10591, Item 6a | Substation Batteries
2457992 | BATTERY,STORAGE | 110V, 125Ah, Dual String, 36 x UXH75-6 VRLA Monoblocs c/w Rack, Subs Standby Battery Bank, Contract 10591, Item 5b | Substation Batteries
2457828 | BATTERY,STORAGE | 110V, 125Ah, Dual String, 36 x UXH75-6 VRLA Monoblocs w/out Rack, Subs Standby Battery Bank, Contract 10591, Item 5a | Substation Batteries
2491181 | BATTERY,STORAGE | Milwaukee, REDLITHIUM, M12, 12V, 5.0Ah, High Output | Hardware & Tools
2491165 | BATTERY,STORAGE | Milwaukee, REDLITHIUM, 4V, 3.0Ah | Hardware & Tools
2489060 | BATTERY,STORAGE | Battery Kit, 12V, 26Ah, Vertical Mount, suit NOJA RC20 Controller | Switchgear Distribution
2487981 | BATTERY,STORAGE | 48V, 1000Ah, Dual String, 48 x UXL550-2 VRLA Monoblocs c/w Enclosed Rack, Substation Battery Bank, Contract 10591, Item 14c | Substation Batteries
2487973 | BATTERY,STORAGE | 110V, 125Ah, Dual String, 36 x UXH75-6 VRLA Monoblocs c/w Enclosed Rack, Substation Battery Bank, Contract 10591, Item 5c | Substation Batteries
2487965 | BATTERY,STORAGE | 32V, 180Ah, Dual String, 10 x UXH100-6 VRLA Monoblocs c/w Enclosed Rack, Substation Battery Bank, Contract 10591, Item 16c | Substation Batteries
2483220 | BATTERY,STORAGE | 2400mAh, Li-Ion, Tait TP8/TP9, c/w Belt Clip | Tools & Equipment
21315 | BATTERY,STORAGE | 14.4V, 3.0Ah, Li-Ion Battery, for Izumi Tools, u/w Battery Operated Crimper & Cutter | Hardware & Tools
20682 | BATTERY,STORAGE | VRLA/AGM;2 V;SINGLE CELL BATTERY;151 MM W X 330 MM H X 171 MM L;WEIGHT 19.85 KG; SPARE CELL SUITABLE FOR 300 AH BATTERY BANK SC19659; | Substation Batteries
24173 | BEACON,PERSONAL LOCATOR | GPS, Digital 406MHz, High Intensity Flashing LED, 7 Year Battery Life, IP67 Carry Case, supplied with Asset & Barcode | Hardware & Tools
2493880 | BELT | Versaflo TR-327, Easy-clean Waist Belt, for Versaflo TR-300 Series PAPR | HS & PPE
4979 | BEND,ELECTRICAL CONDUIT | NYLON;BLACK;SCREWED;20 MM;TERMINATOR, ANGLE TYPE;PACK OF 20; | Hardware & Tools
23794 | BEND,ELECTRICAL CONDUIT | 200mm Nom, 15 Deg, 8m Rad, UPVC, HD, Orange, Socket Moulded One End, Marked "ELECTRICITY SUPPLY CABLES", Solid Wall Pipe Only, AS2053 | Conduit & Fittings
2480937 | BEND,ELECTRICAL CONDUIT | 125mm, 15 Deg, 600mm Rad, LD, Double Ended Socket | Conduit & Fittings
2477826 | BEND,ELECTRICAL CONDUIT | 50mm, HD, 90 Deg, 600mm Rad, UPVC, Socket to Socket, Orange, AS/NZS2053 (scm) | Conduit & Fittings
6514 | BEND,NONMETALLIC RIGID CONDUIT | UPVC;ORANGE;40 MM NOM SIZE;HVY DUTY; 90 DEG;0.3 M RAD;SOCKET MOULDED BOTH ENDS;AS2053;PACK OF 50; | Conduit & Fittings
6520 | BEND,NONMETALLIC RIGID CONDUIT | UPVC;ORANGE;100 MM NOM DIA;LIGHT DUTY; 15 DEG;1.83 M RAD;SOCKET MOULDED ONE END;MARKED "ELECTRICITY SUPPLY CABLES"; AS2053;PACK OF 1,PACK WEIGHT 1.31 KG; | Conduit & Fittings
6522 | BEND,NONMETALLIC RIGID CONDUIT | UPVC;ORANGE;100 MM NOM DIA;LIGHT DUTY; 45 DEG;1.83 M RAD;SOCKET MOULDED ONE END;MARKED "ELECTRICITY SUPPLY CABLES"; AS2053;PACK OF 1,PACK WEIGHT 3.05 KG; | Conduit & Fittings
12475 | BEND,NONMETALLIC RIGID CONDUIT | UPVC;ORANGE;80 MM NOM DIA;LIGHT DUTY; 90 DEG;0.45 M RAD;SOCKET MOULDED ONE END ;MARKED "ELECTRICITY SUPPLY CABLES"; AS2053;PACK OF 1,PACK WEIGHT 1.06 KG; | Conduit & Fittings
15266 | BEND,NONMETALLIC RIGID CONDUIT | UPVC;ORANGE;125 MM NOM DIA;LIGHT DUTY; 30 DEG;1.83 M RAD;SOCKET MOULDED ONE END;MARKED "ELECTRICITY SUPPLY CABLES"; AS2053;PACK OF 1,PACK WEIGHT 3.45 KG | Conduit & Fittings
30086 | BEND,NONMETALLIC RIGID CONDUIT | UPVC;ORANGE;125 MM NOM SIZE;LT DUTY; 45 DEG;1.2 M RAD;SOCKET MOULDED BOTH ENDS;MARKED ELEC PMT FNDN ONLY;AS2053; PACK OF 1,PACK WEIGHT 3.46 KG; | Conduit & Fittings
30085 | BEND,NONMETALLIC RIGID CONDUIT | UPVC;ORANGE;100 MM NOM SIZE;HVY DUTY; 90 DEG;460 RAD;SOCKET MOULDED BOTH ENDS;MARKED ELECTRICITY SUPPLY CABLES; AS2053;PACK OF 1,PACK WEIGHT 2.18 KG; | Conduit & Fittings
30069 | BEND,NONMETALLIC RIGID CONDUIT | UPVC;WHITE;100 MM NOM SIZE;LT DUTY; 90 DEG;584 RAD;SOCKET MOULDED BOTH ENDS; MARKED TELECOMMUNICATION CABLE; FOR CONTRACTORS USE ONLY; | Conduit & Fittings
30068 | BEND,NONMETALLIC RIGID CONDUIT | UPVC;WHITE;80 MM NOM SIZE;LT DUTY;90 DEG ;600 RAD;SOCKET MOULDED BOTH ENDS; MARKED TELECOMMUNICATION CABLE; FOR CONTRACTORS USE ONLY; | Conduit & Fittings
30067 | BEND,NONMETALLIC RIGID CONDUIT | UPVC;WHITE;32 MM NOM SIZE;LT DUTY;90 DEG ;305 RAD;SOCKET MOULDED BOTH ENDS; MARKED TELECOMMUNICATION CABLE; FOR CONTRACTORS USE ONLY; | Conduit & Fittings
30066 | BEND,NONMETALLIC RIGID CONDUIT | UPVC;WHITE;20 MM NOM SIZE;LT DUTY;90 DEG ;152 RAD;SOCKET MOULDED BOTH ENDS; MARKED TELECOMMUNICATION CABLE; FOR CONTRACTORS USE ONLY; | Conduit & Fittings
30065 | BEND,NONMETALLIC RIGID CONDUIT | UPVC;ORANGE;80 MM NOM SIZE;LT DUTY; 15 DEG;1830 RAD;SOCKET MOULDED BOTH ENDS;MARKED "ELECTRICITY SUPPLY CABLES; AS2053;FOR CONTRACTORS USE ONLY; | Conduit & Fittings
30064 | BEND,NONMETALLIC RIGID CONDUIT | UPVC;ORANGE;150 MM NOM SIZE;HVY DUTY 90 DEG;635 RAD;SOCKET MOULDED BOTH ENDS; MARKED ELECTRICITY SUPPLY CABLES;AS2053 ;FOR CONTRACTORS USE ONLY; | Conduit & Fittings
30063 | BEND,NONMETALLIC RIGID CONDUIT | UPVC;ORANGE;100 MM NOM SIZE;HVY DUTY 90 DEG;460 RAD;SOCKET MOULDED BOTH ENDS; MARKED ELECTRICITY SUPPLY CABLES;AS2053 ;FOR CONTRACTORS USE ONLY; | Conduit & Fittings
30062 | BEND,NONMETALLIC RIGID CONDUIT | UPVC;ORANGE;80 MM NOM SIZE;HVY DUTY; 90 DEG;356 RAD;SOCKET MOULDED BOTH ENDS; MARKED ELECTRICITY SUPPLY CABLES;AS2053 ;FOR CONTRACTORS USE ONLY; | Conduit & Fittings
30061 | BEND,NONMETALLIC RIGID CONDUIT | UPVC;ORANGE;63 MM NOM SIZE;HVY DUTY; 90 DEG;304 RAD;SOCKET MOULDED BOTH ENDS; MARKED ELECTRICITY SUPPLY CABLES;AS2053 ;FOR CONTRACTORS USE ONLY; | Conduit & Fittings
30060 | BEND,NONMETALLIC RIGID CONDUIT | UPVC;ORANGE;32 MM NOM SIZE;HVY DUTY; 90 DEG;304 RAD;SOCKET MOULDED BOTH ENDS; MARKED ELECTRICITY SUPPLY CABLES; AS2053;FOR CONTRACTORS USE ONLY; | Conduit & Fittings
30059 | BEND,NONMETALLIC RIGID CONDUIT | UPVC;ORANGE;25 MM NOM SIZE;HVY DUTY; 90 DEG;152 RAD;SOCKET MOULDED BOTH ENDS; MARKED ELECTRICITY SUPPLY CABLES;AS2053 ;FOR CONTRACTORS USE ONLY; | Conduit & Fittings
17030 | BEND,NONMETALLIC RIGID CONDUIT | UPVC;ORANGE;40 MM (40 MM OD) HVY DUTY; 90 DEG;0.6 M RAD;SOCKET MOULDED BOTH ENDS;MARKED "ELECTRICITY SUPPLY CABLE"; AS/NZS2053;REPLACES STOCK CODE 12474; | Conduit & Fittings
16674 | BEND,NONMETALLIC RIGID CONDUIT | UPVC;ORANGE;80 MM NOM SIZE;LIGHT DUTY; 45 DEG;1.20 M RAD;SOCKET MOULDED ONE END ;MARKED "ELECTRICITY SUPPLY CABLES" AS2053;PACK OF 1,PACK WEIGHT 1.27 KG; | Conduit & Fittings
16621 | BEND,NONMETALLIC RIGID CONDUIT | UPVC;ORANGE;100 MM NOM DIA;LIGHT DUTY;45 DEG;1.2 M RAD;SOCKET MOULDED ONE END; MARKED 'ELEC PMT FNDN ONLY';AS2053; PACK OF 1,PACK WEIGHT 2.18 KG; | Conduit & Fittings
16620 | BEND,NONMETALLIC RIGID CONDUIT | UPVC;ORANGE;125 MM NOM DIA;LIGHT DUTY;45 DEG;1.2 M RAD;SOCKET MOULDED ONE END; MARKED 'ELEC PMT FNDN ONLY';AS2053; PACK OF 1,PACK WEIGHT 3.46 KG; | Conduit & Fittings
16618 | BEND,NONMETALLIC RIGID CONDUIT | UPVC;ORANGE;125 MM NOM DIA;LIGHT DUTY; 15 DEG;1.83 M RAD;SOCKET MOULDED BOTH ENDS;MARKED 'ELECTRICITY SUPPLY CABLES'; AS2053;PACK OF 1,PACK WEIGHT 2.12 KG; | Conduit & Fittings
16617 | BEND,NONMETALLIC RIGID CONDUIT | UPVC;ORANGE;125 MM NOM DIA;LIGHT DUTY;30 DEG;1.83 M RAD;SOCKET MOULDED BOTH ENDS; MARKED 'ELECTRICITY SUPPLY CABLES'; AS2053; | Conduit & Fittings
16616 | BEND,NONMETALLIC RIGID CONDUIT | UPVC;ORANGE;125 MM NOM DIA;LIGHT DUTY;45 DEG;1.83 M RAD;SOCKET MOULDED BOTH ENDS; MARKED 'ELECTRICITY SUPPLY CABLES'; AS2053; | Conduit & Fittings
15272 | BEND,NONMETALLIC RIGID CONDUIT | UPVC;ORANGE;80 MM NOM DIA;LIGHT DUTY; 45 DEG;1.83 M RAD;SOCKET MOULDED BOTH ENDS;MARKED "ELECTRICITY SUPPLY CABLES"; AS2053;PACK OF 1,PACK WEIGHT 1.81 KG; | Conduit & Fittings
15271 | BEND,NONMETALLIC RIGID CONDUIT | UPVC;ORANGE;80 MM NOM DIA;LIGHT DUTY; 90 DEG;0.45 M RAD;SOCKED MOULDED BOTH ENDS;MARKED "ELECTRICITY SUPPLY CABLES"; AS2053;PACK OF 1,PACK WEIGHT 1.06 KG; | Conduit & Fittings
15270 | BEND,NONMETALLIC RIGID CONDUIT | UPVC;ORANGE;100 MM NOM DIA;LIGHT DUTY; 15 DEG;1.83 M RAD;SOCKET MOULDED BOTH ENDS;MARKED "ELECTRICITY SUPPLY CABLES"; AS2053; | Conduit & Fittings
15267 | BEND,NONMETALLIC RIGID CONDUIT | UPVC;ORANGE;125 MM NOM DIA;LIGHT DUTY; 15 DEG;1.83 M RAD;SOCKET MOULDED ONE END;MARKED "ELECTRICITY SUPPLY CABLES"; AS2053;REFER STOCK CODE 16618; | Conduit & Fittings
21198 | BEND,NONMETALLIC RIGID CONDUIT | UPVC;ORANGE;50 MM NOM DIA;HEAVY DUTY; 90 DEG;304 RADIUS;SOCKET MOULDED BOTH ENDS;MARKED ELECTRICAL SUPPLY CABLE; AS2053; | Conduit & Fittings
19889 | BEND,NONMETALLIC RIGID CONDUIT | UPVC;ORANGE;125 MM NOM DIA;LIGHT DUTY; 90 DEG;1200 RAD;SOCKET MOULDED BOTH ENDS;MARKED ELECTRICITY SUPPLY CABLE; AS2053; | Conduit & Fittings
19888 | BEND,NONMETALLIC RIGID CONDUIT | UPVC;ORANGE;125 MM NOM DIA;LIGHT DUTY; 90 DEG;900 RAD;SOCKET MOULDED BOTH ENDS; MARKED ELECTRICITY SUPPLY CABLE;AS2053; | Conduit & Fittings
19887 | BEND,NONMETALLIC RIGID CONDUIT | UPVC;ORANGE;125 MM NOM DIA;LIGHT DUTY; 90 DEG;600 RAD;SOCKET MOULDED BOTH ENDS; MARKED ELECTRICITY SUPPLY CABLE;AS2053; | Conduit & Fittings
18074 | BEND,NONMETALLIC RIGID CONDUIT | UPVC;WHITE;100 MM NOM SIZE;LIGHT DUTY; 90 DEG;0.50 M RAD;SOCKET MOULDED BOTH ENDS;MARKED TELECOMMUNICATION CABLE; | Conduit & Fittings
18073 | BEND,NONMETALLIC RIGID CONDUIT | UPVC;WHITE;50 MM NOM SIZE;LIGHT DUTY; 90 DEG;0.8 M RAD;SOCKET MOULDED ONE END; MARKED TELECOMMUNICATION CABLE; | Conduit & Fittings
18072 | BEND,NONMETALLIC RIGID CONDUIT | UPVC;WHITE;50 MM NOM SIZE;LIGHTDUTY; 90 DEG;0.305 M RAD;SOCKET MOULDED BOTH ENDS;MARKED TELECOMMUNICATION CABLE; | Conduit & Fittings
17514 | BEND,NONMETALLIC RIGID CONDUIT | UPVC;ORANGE;100 MM NOM SIZE,LIGHT DUTY; 90 DEG;750 RAD;SOCKET MOULDED ONE END; MARKED "ELECTRICITY SUPPLY CABLES"; AS2053;PACK OF 1,PACK WEIGHT 2.7 KG; | Conduit & Fittings
17513 | BEND,NONMETALLIC RIGID CONDUIT | UPVC;ORANGE;80 MM NOM SIZE,LIGHT DUTY; 90 DEG;750 RAD;SOCKET MOULDED ONE END; MARKED "ELECTRICITY SUPPLY CABLES"; AS2053;PACK OF 1,PACK WEIGHT 1.56 KG; | Conduit & Fittings
15265 | BEND,NONMETALLIC RIGID CONDUIT | UPVC;ORANGE;125 MM NOM DIA;LIGHT DUTY; 45 DEG;1.83 M RAD;SOCKET MOULDED ONE END;MARKED "ELECTRICITY SUPPLY CABLES"; AS2053;PACK OF 1,PACK WEIGHT 4.78 KG; | Conduit & Fittings
25330 | BEND,NONMETALLIC RIGID CONDUIT | UPVC;ORANGE 125 MM NOM SIZE;HVY DUTY 30 DEG;2.5 M RAD;SOCKET MOULDED ONE END SOLID WALL CONDUIT;PACK OF 1 | Conduit & Fittings
25329 | BEND,NONMETALLIC RIGID CONDUIT | UPVC;ORANGE 125 MM NOM SIZE;HVY DUTY 15 DEG;2.5 M RAD;SOCKET MOULDED ONE END SOLID WALL CONDUIT;PACK OF 1 | Conduit & Fittings
25328 | BEND,NONMETALLIC RIGID CONDUIT | UPVC;ORANGE 80 MM NOM SIZE;LT DUTY 30 DEG;2.5 M RAD;SOCKET MOULDED ONE END CONDUIT;PACK OF 1 | Conduit & Fittings
24908 | BEND,NONMETALLIC RIGID CONDUIT | UPVC;ORANGE 125 MM NOM SIZE;HVY DUTY 15 DEG;6.0 M RAD;SOCKET MOULDED ONE END SOLID WALL CONDUIT;PACK OF 1 | Conduit & Fittings
23795 | BEND,NONMETALLIC RIGID CONDUIT | UPVC;ORANGE;150 MM NOM DIA;HEAVY DUTY;45 DEG;1.83 M RAD;SOCKET MOULDED ONE END; MARKED "ELECTRICITY SUPPLY CABLES"; AS2053 SOLID WALL CONDUIT ONLY; PK OF 1; | Conduit & Fittings
23793 | BEND,NONMETALLIC RIGID CONDUIT | UPVC;ORANGE;150 MM NOM DIA;HEAVY DUTY;15 DEG;6 M RAD;SOCKET MOULDED ONE END; MARKED "ELECTRICITY SUPPLY CABLES"; AS2053 SOLID WALL CONDUIT ONLY ;PK OF 1; | Conduit & Fittings
23778 | BEND,NONMETALLIC RIGID CONDUIT | UPVC;ORANGE;125 MM NOM DIA;HEAVY DUTY; 15 DEG;1.83 M RAD;SOCKET MOULDED ONE END;MARKED "ELECTRICITY SUPPLY CABLES"; SOLID WALL CONDUIT ONLY;AS2053;PACK OF 1 | Conduit & Fittings
21480 | BEND,NONMETALLIC RIGID CONDUIT | UPVC;WHITE;100 MM NOM SIZE;MED DUTY; 90 DEG;0.75 M RADIUS;SOCKET MOULDED ONE END;TO AS/NZS2053.1; | Conduit & Fittings
21477 | BEND,NONMETALLIC RIGID CONDUIT | UPVC;WHITE;100 MM NOM SIZE;MED DUTY; 15 DEG;1.83 M RADIUS;SOCKET MOULDED ONE END;AS/NZS2053.1; | Conduit & Fittings
21478 | BEND,NONMETALLIC RIGID CONDUIT | UPVC;WHITE;100 MM NOM SIZE;MED DUTY; 30 DEG;1.83 M RADIUS;SOCKET MOULDED ONE END;AS/NZS2053.1; | Conduit & Fittings
21479 | BEND,NONMETALLIC RIGID CONDUIT | UPVC;WHITE;100 MM NOM SIZE;MED DUTY; 45 DEG;1.83 M RADIUS;SOCKET MOULDED ONE END;TO AS/NZS2053.1; | Conduit & Fittings
30089 | BEND,NONMETALLIC RIGID CONDUIT | UPVC;ORANGE;100 MM NOM SIZE;LT DUTY; 45 DEG;1.2 M RAD;SOCKET MOULDED BOTH ENDS;MARKED ELECTRICITY SUPPLY CABLES; AS2053;PACK OF 1,PACK WEIGHT 2.18 KG; | Conduit & Fittings
30087 | BEND,NONMETALLIC RIGID CONDUIT | UPVC;ORANGE;100 MM NOM SIZE;LT DUTY; 90 DEG;750 RAD;SOCKET MOULDED BOTH ENDS;MARKED ELECTRICITY SUPPLY CABLES; AS2053;PACK OF 1,PACK WEIGHT 2.7 KG; | Conduit & Fittings
6523 | BEND,NONMETALLIC RIGID CONDUIT | UPVC;ORANGE;150 MM NOM DIA;LIGHT DUTY;45 DEG;1.83 M RAD;SOCKET MOULDED ONE END; MARKED "ELECTRICITY SUPPLY CABLES"; AS2053 ;PACK OF 1,PACK WEIGHT 6.29 KG; | Conduit & Fittings
6521 | BEND,NONMETALLIC RIGID CONDUIT | UPVC;ORANGE;100 MM NOM DIA;LIGHT DUTY; 30 DEG;1.83 M RAD;SOCKET MOULDED ONE END;MARKED "ELECTRICITY SUPPLY CABLES"; ;AS2053;PACK OF 1,PACK WEIGHT 2.18 KG; | Conduit & Fittings
6519 | BEND,NONMETALLIC RIGID CONDUIT | UPVC;ORANGE;80 MM NOM SIZE;LIGHT DUTY; 45 DEG;1.83 M RAD;SOCKET MOULDED ONE END;MARKED "ELECTRICITY SUPPLY CABLES"; AS2053;PACK OF 1,PACK WEIGHT 1.81 KG; | Conduit & Fittings
6518 | BEND,NONMETALLIC RIGID CONDUIT | UPVC;ORANGE;80 MM NOM DIA;LIGHT DUTY; 30 DEG;1.83 RAD;SOCKET MOULDED ONE END;MARKED "ELECTRICITY SUPPLY CABLES"; AS2053;PACK OF 1,PACK WEIGHT 1.27 KG; | Conduit & Fittings
17322 | BENTONITE | CALCIUM;GRANULAR;50/50 MIXTURE WITH GYPSUM;20 KG BAG,50 BAG PER PALLET; NATURAL OCCURING CLAY,TO CREATE & SEAL A SLURRY WHEN MIXED W/WATER, | O/Head Line
2759 | BILLYCAN | TIN;3 L CAP;PACK 6; | PPE, Hardware & Tools
13942 | BILLYCAN | ALUMINIUM;3 L CAP;W/HANDLE & SPOUT;PACK SIZE 6; | PPE, Hardware & Tools
4077 | BIN,UTILITY | PLASTICS;75 L;SUPPLIED W/LIDS;PACK OF 1; | Hardware & Tools
4102 | BIN,UTILITY | STEEL;GALV;55 L;W/LID;PACK OF 1; | PPE, Hardware & Tools
2486868 | BIN,WASTE | EWP Bin, Small, Galv c/w Lid, Chain & Bow Shackle, for use on 12m Nifty-Lift | HS & PPE
16813 | BIRD REPELLENT: | Afterglow UV Stabilised Warning Marker, White, Disk 250mm Lg, 10-70mm Clamp, used to Divert Birds from Power Lines | O/Head Line
2490977 | BIRD REPELLENT: | Spinning Warning Marker, White, Yellow Reflectors, Rectangle 250mm L, used to Divert Birds from Power Lines WIDTH: | O/Head Line
9417 | BIT,AUGER | Impact, 10mm Dia, 205mm OAL, Steel, Ring Twist Pattern, 11mm Hex Shank, Quick Release | Hardware & Tools
14546 | BIT,AUGER | Impact, 18mm Dia, 457mm OAL, Steel, Ring Twist Pattern, 11mm Hex Shank, Quick Release | Hardware & Tools
14548 | BIT,AUGER | Impact, 22mm Dia, 457mm OAL, Steel, Ring Twist Pattern, 11mm Hex Shank, Quick Release | Hardware & Tools
14821 | BIT,AUGER | Impact, 8mm Dia, 205mm OAL, Steel, Ring Twist Pattern, 11mm Hex Shank, Quick Release | Hardware & Tools
14550 | BIT,AUGER | Impact, 26mm Dia, 475mm OAL, Steel, Ring Twist Pattern, 11mm Hex Shank, Quick Release | Hardware & Tools
14547 | BIT,AUGER | Impact, 22mm Dia, 205mm OAL, Steel, Ring Twist Pattern, 11mm Hex Shank, Quick Release | Hardware & Tools
2478139 | BIT,AUGER | Wood, 8mm Dia, 170mm OAL, Alloy Steel, 1/4" Hex Quick Connect | Tools & Equipment
2466761 | BIT,AUGER | Impact, 12mm Dia, 457mm OAL, Steel, Ring Twist Pattern, 11mm Hex Shank, Quick Release | Tools & Equipment
2466753 | BIT,AUGER | Impact, 16mm Dia, 457mm OAL, Steel, Ring Twist Pattern, 11mm Hex Shank, Quick Release | Tools & Equipment
2466746 | BIT,AUGER | Impact, 18mm Dia, 600mm OAL, Steel, Ring Twist Pattern, 11mm Hex Shank, Quick Release | Tools & Equipment
2474666 | BIT,AUGER | Rock, New Centre Grinding Tip, Left Hand c/w 4 x Bullet Teeth | Tools & Equipment
2474658 | BIT,AUGER | Triad HD Rock Auger, 750 Dia, 1600mm OAL Triple Cutting Flights, Single Carrier Flights, 75 x 75mm2 Drive, 1200mm Flight Section, 20mm Lead Flights, 16mm Thk | Tools & Equipment
2474641 | BIT,AUGER | Triad HD Rock Auger, 600 Dia, 1600mm OAL Triple Cutting Flights, Single Carrier Flights, 75 x 75mm2 Drive, 1200mm Flight Section, 20mm Lead Flights, 16mm Thk | Tools & Equipment
2474633 | BIT,AUGER | Triad HD Rock Auger, 550 Dia, 1600mm OAL Triple Cutting Flights, Single Carrier Flights, 75 x 75mm2 Drive, 1200mm Flight Section, 20mm Lead Flights, 16mm Thk | Tools & Equipment
2474625 | BIT,AUGER | Triad HD Rock Auger, 500 Dia, 1600mm OAL Triple Cutting Flights, Single Carrier Flights, 75 x 75mm2 Drive, 1200mm Flight Section, 20mm Lead Flights, 16mm Thk | Tools & Equipment
2497246 | BIT,AUGER | Impact, 25mm Dia, 600mm OAL, Steel, Ring Twist Pattern, 11mm Hex Shank, Quick Release | Hardware & Tools
2478154 | BIT,AUGER | Wood, 12mm Dia, 190mm OAL, Alloy Steel, 1/4" Hex Quick Connect | Tools & Equipment
2478147 | BIT,AUGER | Wood, 10mm Dia, 190mm OAL, Alloy Steel, 1/4" Hex Quick Connect | Tools & Equipment
2474617 | BIT,AUGER | Triad HD Rock Auger, 450 Dia, 1600mm OAL Triple Cutting Flights, Single Carrier Flights, 75 x 75mm2 Drive, 1200mm Flight Section, 20mm Lead Flights, 16mm Thk | Tools & Equipment
24744 | BIT,AUGER | KELLY BAR; 500MM LONG; TO SUIT POLE DRILLING AUGERS; AUGER DRIVE BAR SHORT; | Tools & Equipment
23011 | BIT,AUGER | AUGER DRIVE BAR;STEEL DRIVE BAR; KELLY BAR 75 MM X 75 MM X 1830MM; FOR AUGERS ON G.P. TRUCKS & LIFTERBORERS REQUIRED TO BORE HOLES FOR POLES; | Tools & Equipment
23010 | BIT,AUGER | OZZY AUGER DRIVE BAR;HIGH TENSILE STEEL DRIVE BAR;2470MM X 75MM X 75MM; REQUIRED FOR OZZY CRANES; | Tools & Equipment
22671 | BIT,AUGER | Impact, 22mm Dia, 900mm O/A Lg, Steel, Ring Twist, 7/16¿ Hex Shank, Quick Release | Tools & Equipment
21977 | BIT,AUGER | Impact, 22mm Dia, 600mm O/A Lg, Steel, Ring Twist, 7/16¿ Hex Shank, Quick Release | Hardware & Tools
21859 | BIT,AUGER | Impact, 15mm Dia, 225mm O/A Lg, Steel, Ring Twist, 7/16¿ Hex Shank, Quick Release | Hardware & Tools
19310 | BIT,AUGER | Impact, 26mm Dia, 205mm OAL, Steel, Ring Twist Pattern, 11mm Hex Shank, Quick Release | Hardware & Tools
18733 | BIT,AUGER | High Carbon Steel;Scotch Pattern; 11 MM Dia;305 MM O/A LG;6 MM Hex Shank;Pack of 1. | Hardware & Tools
17635 | BIT,AUGER | Impact, 16mm Dia, 205mm OAL, Steel, Ring Twist Pattern, 11mm Hex Shank, Quick Release | Hardware & Tools
14545 | BIT,AUGER | Impact, 18mm Dia, 205mm OAL, Steel, Ring Twist Pattern, 11mm Hex Shank, Quick Release | Hardware & Tools
14544 | BIT,AUGER | Impact, 14mm Dia, 205mm OAL, Steel, Ring Twist Pattern, 11mm Hex Shank, Quick Release | Hardware & Tools
14543 | BIT,AUGER | Impact, 12mm Dia, 305mm OAL, Steel, Ring Twist Pattern, 11mm Hex Shank, Quick Release | Hardware & Tools
105028 | BIT,CENTRE | 1-3/4" Hex Drive, Extra Long Type, suit Post Hole Digger; comes with 2 x Nuts & Bolts | Tools & Equipment
2497378 | BIT,ROCK DRILL | Milwaukee SDS Plus Vacuum Drill Bit, 12 x 325mm, for Silica Dust Extraction, suit M-Class 30L Vacuum | Tools & Equipment
2497386 | BIT,ROCK DRILL | Milwaukee SDS Plus Vacuum Drill Bit, 18 x 360mm, for Silica Dust Extraction, suit M-Class 30L Vacuum | Tools & Equipment
2498657 | BIT,ROCK DRILL | xDust SDS Plus Vacuum Drill Bit, 10 x 150/280mm | Tools & Equipment
2498665 | BIT,ROCK DRILL | Bosch SDS Plus Vacuum Drill Bit, 22 x 450mm | Tools & Equipment
2498640 | BIT,ROCK DRILL | xDust SDS Plus Vacuum Drill Bit, 6 x 100/230mm | Tools & Equipment
2482016 | BIT,ROUTER | Up Cut Spiral, 3/16 (4,78mm) | Tools & Equipment
15550 | BIT,SCREWDRIVER | PHILLIPS;NO 2 DOUBLE ENDED;1/4 IN HEX DRIVE;150 MM LG;PACK OF 2;FOR U/W POWER SCREWDRIVER; | PPE, Hardware & Tools
2493419 | BIT,SCREWDRIVER | Milwaukee, Shockwave Power Bit, Phillips #2, 150mm (6") Lg, 2 Pack, suit 1/4" Impact Driver Quick Connect | Hardware & Tools
2486934 | BIT,SCREWDRIVER | Slotted Flat, 1000V, 5.5 x 1.0mm | Hardware & Tools
2486017 | BIT,SCREWDRIVER | Drive Head, 3/8", Magnetic Nut Setter, 1/4" Quick Connect Drive | Hardware & Tools
2486009 | BIT,SCREWDRIVER | Drive Head, 1/4", Magnetic Nut Setter, 1/4" Quick Connect Drive | Hardware & Tools
2485753 | BIT,SCREWDRIVER | Flat Tip, 1/4" Quick Connect, 0.8 x 4.5 x 50mm (P3) | Tools & Equipment
2478170 | BIT,SCREWDRIVER | Phillips, #2, 89mm, 1/4" Quick Connect, (P5) | Tools & Equipment
2478915 | BIT,SCREWDRIVER | Flat Driver, 6 x 100mm | Tools & Equipment
2485720 | BIT,SCREWDRIVER | Cross Tip, 1/4" Quick Connect Pozi Drive, PZ1x50mm (P3) | Tools & Equipment
2485746 | BIT,SCREWDRIVER | Flat Tip, 1/4" Quick Connect, 0.6 x 4.5 x 50mm (P3) | Tools & Equipment
2485738 | BIT,SCREWDRIVER | Cross Tip, 1/4" Quick Connect Pozi Drive, PZ2x50mm (P3) | Tools & Equipment
2478907 | BIT,SCREWDRIVER | Flat Driver, 4 x 50mm, 1/4" Hex | Tools & Equipment
2478162 | BIT,SCREWDRIVER | Phillips, #2, 50mm, 1/4" Quick Connect, (P5) | Tools & Equipment
21555 | BKT AND LIGHTING FIXTURE,STREET,LIGHTING | CURVED BRACKET;76 MM COLUMN SPIGOT;C/W HP SODIUM VAPOUR S/L NOSTALGIA TYPE 2 ;35 W;250 V;METALWORK FINISHED BLUE/GREY ;C/W INTEGRAL HPF,BI CONTROL GEAR ;LAMP | Street Lights
21554 | BKT AND LIGHTING FIXTURE,STREET,LIGHTING | CURVED BRACKET;76 MM COLUMN SPIGOT;C/W HP SODIUM VAPOUR S/L NOSTALGIA TYPE 2;35 W;250 V;METALWORK FINISHED BLACK; C/W INTEGRAL HPF,BI CONTROL GEAR & | Street Lights
21553 | BKT AND LIGHTING FIXTURE,STREET,LIGHTING | CURVED BRACKET;76 MM COLUMN SPIGOT;C/W HP SODIUM VAPOUR S/L NOSTALGIA TYPE 2,J TYPE;35 W;250 V;METALWORK FINISHED GREEN ;C/W INTEGRAL HPF,BI CONTROL GEAR; | Street Lights
21546 | BKT AND LIGHTING FIXTURE,STREET,LIGHTING | CURVED BRACKET;76 MM COLUMN SPIGOT;C/W SODIUM VAPOUR S/L NOSTALGIA ;35 W; TYPE 1;250 V;METALWORK FINISHED BLUE/ GREY;C/W INTEGRAL HPF,BI CONTROL GEAR; | Street Lights
21545 | BKT AND LIGHTING FIXTURE,STREET,LIGHTING | CURVED BRACKET;76 MM COLUMN SPIGOT;C/W SODIUM VAPOUR S/L NOSTALGIA;35 W; TYPE 1;250 V;METALWORK FINISHED BLACK; C/W INTEGRAL HPF,BI CONTROL GEAR; | Street Lights
21544 | BKT AND LIGHTING FIXTURE,STREET,LIGHTING | CURVED BRACKET;76 MM COLUMN SPIGOT;C/W SODIUM VAPOUR S/L NOSTALGIA 35 W;TYPE 1, C TYPE;250 V;METALWORK FINISHED GREEN; C/W INTEGRAL HPF,BI CONTROL GEAR; | Street Lights
21568 | BKT AND LIGHTING FIXTURE,STREET,LIGHTING | CURVED BRACKET;76 MM COLUMN SPIGOT;C/W COMPACT FLUORESCENT NOATALGIA TYPE 1; 42 W;METALWORK FINISHED BLUE/GREY;C/W INTEGRAL HPF,BI CONTROL GEAR;LAMP & | Street Lights
21566 | BKT AND LIGHTING FIXTURE,STREET,LIGHTING | CURVED BRACKET;76 MM COLUMN SPIGOT;C/W COMPACT FLUORESCENT NOSTALGIA TYPE 1, C TYPE;42 W;METALWORK FINISHED GREEN; C/W INTEGRAL HPF,BI CONTROL GEAR;LAMP & | Street Lights
21565 | BKT AND LIGHTING FIXTURE,STREET,LIGHTING | CURVED BRACKET;76 MM COLUMN SPIGOT;C/W COMPACT FLUORESCENT S/L NOSTALGIA TYPE 1;26 W;METALWORK FINISHED BLUE/ GREY;C/W INTEGRAL HPF,BI CONTROL GEAR; | Street Lights
21564 | BKT AND LIGHTING FIXTURE,STREET,LIGHTING | CURVED BRACKET;76 MM COLUMN SPIGOT;C/W COMPACT FLUORESCENT S/L NOSTALGIA;TYPE 1;26 W;METALWORK FINISHED BLACK;C/W LAMP & PHOTO ELECTRIC SWITCH;PALLET OF 10, | Street Lights
21563 | BKT AND LIGHTING FIXTURE,STREET,LIGHTING | CURVED BRACKET;76 MM COLUMN SPIGOT;C/W COMPACT FLUORESCENT S/L NOSTALGIA;TYPE 1 ,J TYPE;26 W;250 V;METALWORK FINISHED GREEN;C/W INTEGRAL CONTROL GEAR;LAMP & | Street Lights
21558 | BKT AND LIGHTING FIXTURE,STREET,LIGHTING | CURVED BRACKET;76 MM COLUMN SPIGOT;C/W HP SODIUM VAPOUR S/L NOSTALGIA TYPE 2 ;50 W;250 V;METALWORK FINISHED BLUE/GREY ;C/W INTEGRAL HPF,BI CONTROL GEAR;LAMP & | Street Lights
21556 | BKT AND LIGHTING FIXTURE,STREET,LIGHTING | CURVED BRACKET;76 MM COLUMN SPIGOT;C/W HP SODIUM VAPOUR S/L NOSTALGIA TYPE 2,J TYPE;50 W;250 V;METALWORK FINISHED GREEN ;C/W INTEGRAL HPF,BI CONTROL GEAR;LAMP & | Street Lights
21573 | BKT AND LIGHTING FIXTURE,STREET,LIGHTING | CURVED BRACKET;76 MM COLUMN SPIGOT;C/W COMPACT FLUORESCENT S/L NOSTALGIA TYPE 2;42 W;METALWORK FINISHED BLACK;C/W INTEGRAL HPF,BI CONTROL GEAR;LAMP & | Street Lights
21572 | BKT AND LIGHTING FIXTURE,STREET,LIGHTING | CURVED BRACKET;76 MM COLUMN SPIGOT;C/W COMPACT FLUORESCENT S/L NOSTALGIA TYPE 2 ,J TYPE;42 W;METALWORK FINISHED GREEN; C/W LAMP & PHOTO ELECTRIC SWITCH;PALLET | Street Lights
21571 | BKT AND LIGHTING FIXTURE,STREET,LIGHTING | CURVED BRACKET;76 MM COLUMN SPIGOT; COMPACT FLUORESCENT S/L NOSTALGIA TYPE 2;26 W;METALWORK FINISHED BLUE/ GREY;C/W INTEGRAL HPF,BI CONTROL GEAR; | Street Lights
21570 | BKT AND LIGHTING FIXTURE,STREET,LIGHTING | CURVED BRACKET;76 MM COLUMN SPIGOT;C/W COMPACT FLUORESCENT S/L NOSTALGIA TYPE 2; 26 W;METALWORK FINISHED BLACK; C/W INTEGRAL HPF,BI CONTROL GEAR;LAMP & | Street Lights
21569 | BKT AND LIGHTING FIXTURE,STREET,LIGHTING | CURVED BRACKET;76 MM COLUMN SPIGOT;C/W COMPACT FLUORESCENT S/L NOSTALGIA TYPE 2 J TYPE;26 W;METALWORK FINISHED GREEN;C/W INTEGRAL HPF,BI CONTROL GEAR;LAMP & | Street Lights
15850 | BKT,ELECTRICAL POWER CABLE TERMINATION | POLE MTG;STEEL,GALV;PACK OF 1,PACK WEIGHT 10 KG,PALLET OF 20;FOR HEATSHRINK TERMINATIONS TO POLYMER SURGE ARRESTORS (STOCK CODE 15762),REFER UJ MAN 2/305; | Line Support Equip
22035 | BLADE | REPLACEABLE HACKSAW TYPE BLADE;24 TPI; 120 MM LG;U/W SC22034 HANDSAW; | Tools & Equipment
22063 | BLADE | Round Saw Blade, suit Multi-Tool Conduit Cutter | Hardware & Tools
2487221 | BLADE | Multi-Tool Blade, Conduit Depth 5mm, Yellow | Tools & Equipment
2487239 | BLADE | Replacement Blade, 50mm Tungsten Carbide Blade, for Uni-Pro Precision Scraper | Tools & Equipment
2491579 | BLADE | Milwaukee, 89mm, Universal Fit OPEN-LOK, Oscillating Multi-Tool HCS Wood Blade | Tools & Equipment
22795 | BLADE | SABRESAW BLADES;WOOD BLADE;3 TPI; 240 MM X 19 MM X 7.5 MM (10 IN);U/W ALL BATTERY OPERATED RECIPOCATING SAWS; | PPE, Hardware & Tools
16448 | BLADE SET, ELECTRICAL SWITCH. | 415 V;400 AMP;WEDGE TYPE TO SUIT LINK PALMS 82.5 MM CENTRES;ISOLATING BLADES FOR STOCK CODES 06844 & 06845,REFER UG MANUAL 1-106;PACK OF 20,PACK WEIGHT | U/G Pits & Pillars
2082 | BLADE,BOW SAW | 21 IN LG;HAND TYPE;HSS;ISO M;20 MM; PACK OF 1; | PPE, Hardware & Tools
2493468 | BLADE,BRUSHCUTTER | Milwaukee, 4 Tooth Brushcutter Blade, suits M18 Fuel Brushcutter M18FBC | Hardware & Tools
23963 | BLADE,CABLE STRIPPER | Replacement Alroc CCT Stripper Blade, Short, Circular, for Circumference Cutting 3mm | Hardware & Tools
25321 | BLADE,CABLE STRIPPER | Replacement Alroc CCT Stripper Blade, Long, for Longitudinal Cutting 3.3mm | Hardware & Tools
2452373 | BLADE,CABLE STRIPPER | Replacement Blade CT1/CT2, suit Chamfering Tool (blade modified as per Ergon Spec) | Hardware & Tools
25332 | BLADE,CABLE STRIPPER | LV ABC STRIPPER; RIPLEY 16MM ADDITIONAL SQUARE CUT BUSHING; PENCIL STYLE STRIPPING HEAD; | Hardware & Tools
2423937 | BLADE,CABLE STRIPPER | SPARE BLADE TO SUIT SPEED STRIPPER MODEL 1542-2CL1, SC2423929; | Hardware & Tools
2461341 | BLADE,CABLE STRIPPER | Replacement Blade, suit Greenlee 1903 Cable Stripper, Pack of 2 | Hardware & Tools
25333 | BLADE,CABLE STRIPPER | LV ABC STRIPPER; RIPLEY 25MM ADDITIONAL SQUARE CUT BUSHING; PENCIL STYLE STRIPPING HEAD; | Hardware & Tools
25335 | BLADE,CABLE STRIPPER | LV ABC STRIPPER; RIPLEY 70MM ADDITIONAL SQUARE CUT BUSHING; PENCIL STYLE STRIPPING HEAD; | Hardware & Tools
2497477 | BLADE,CABLE STRIPPER | Replacement Alroc Insulation Stripper Blade, 1.6mm Circular | Hardware & Tools
2497469 | BLADE,CABLE STRIPPER | Replacement Alroc Insulation Stripper Blade, 1.2mm Circular | Hardware & Tools
104618 | BLADE,CABLE STRIPPER | suit Cable Outer Sheath IR Cutter | Hardware & Tools
25340 | BLADE,CABLE STRIPPER | STRIPPER CCT; HAYCO ADJUSTABLE, BLADE FOR STRIPPING CCT AND LV ABC; | Tools & Equipment
25337 | BLADE,CABLE STRIPPER | STRIPPER LV 120MM; RIPLEY 120MM ADDITIONAL SQUARE CUT BUSHING; PENCIL STYLE STRIPPING HEAD; | Hardware & Tools
25336 | BLADE,CABLE STRIPPER | STRIPPER 95 LV ABC & LV CU; RIPLEY 95MM ADDITIONAL SQUARE CUT BUSHING; PENCIL STYLE STRIPPING HEAD; | Hardware & Tools
25334 | BLADE,CABLE STRIPPER | LV ABC STRIPPER; RIPLEY 35MM ADDITIONAL SQUARE CUT BUSHING; PENCIL STYLE STRIPPING HEAD; | Hardware & Tools
14970 | BLADE,CUTTER,CABLE | Replacement Blade, Moveable, Scallop Edge, Single Bevel, SCM21 Hardened Steel, Ratchet Teethed Outer Edge, for Gear/Ratchet Cutter K683/T | Hardware & Tools
2469674 | BLADE,CUTTER,CABLE | Replacement Blade for Milwaukee M18HCC, suit Cu/Al Cable | Hardware & Tools
15281 | BLADE,CUTTER,CABLE | FIXED;SCALLOP EDGE,DOUBLE BEVEL;TUNGSTEN CARBIDE;REPLACEMENT BLADE FOR CUTTER (STOCK CODE 15280);PACK OF 1; | Hardware & Tools
20669 | BLADE,CUTTER,CABLE | REPLACEMENT BLADE TO SUIT LSC & CS CABLE STRIPPER;U/W CCT STRIPPER SC19217; | Tools & Equipment
22358 | BLADE,CUTTER,CABLE | Replacement Blade, suits Pencil Sharpener Type Cable Cutter | Hardware & Tools
22127 | BLADE,CUTTER,CABLE | REPLACEMENT BLADE;SEGMENT CUTTER (LGE MOVING JAW BLADE) TO SUIT INSULATED HAND OPERATED RATCHET CABLE CUTTER; BAUDAT K32I & LEMP 252532;U/W SC02490; | Tools & Equipment
22126 | BLADE,CUTTER,CABLE | REPLACEMENT BLADE (SML FIXED JAW BLADE) TO SUIT INSULATED HAND OPERATED RATCHET CABLE CUTTER;BAUDAT K32I & LEMP 252532;U/W SC02490;PACK OF 1; | Tools & Equipment
2439248 | BLADE,CUTTER,CABLE,HAND OPERATED | Replacement Blade, suit Type S-200 Hand Hydraulic Cutter | Hardware & Tools
2499689 | BLADE,CUTTER,CABLE,HAND OPERATED | Replacement Blade, suit type S-20 Hand Hydraulic Cable Cutter | Hardware & Tools
2077 | BLADE,HAND HACKSAW | HSF, Shatterproof Bi-Metal, Regular Teeth 18 TPI, 300mm Lg, 0.65mm Thk, 13mm W, Pack of 1 | Hardware & Tools
10637 | BLADE,HAND HACKSAW | HSF;SHATTERPROOF BI-METAL;REGULAR TEETH ;24 TPI;0.65 MM THK;300 MM LG,13 MM W; BOX OF 100,PACK OF 10; | Hardware & Tools
10636 | BLADE,HAND HACKSAW | HSF;SHATTERPROOF BI-METAL;REGULAR TEETH ;18 TPI;0.65 MM THK;300 MM LG,13 MM W; BOX OF 100,PACK OF 10; | PPE, Hardware & Tools
15553 | BLADE,HAND HACKSAW | HSF;SHATTERPROOF BI-METAL;REGULAR TEETH; 32 TPI;0.65 MM THK;300 MM LG,13 MM W;BOX OF 100,PACK OF 10; | Hardware & Tools
2078 | BLADE,HAND HACKSAW | HSF, Flexible, Regular Teeth 32 TPI, 15mm Lg, 0.43mm Thk, 6mm W, AS1912, Box of 10 | Tools & Equipment
2089 | BLADE,JIG SAW | METAL WORKING;HSS;22 TPI; FINE CUT;2 IN LG;SEALED CARD OF 5; | Hardware & Tools
2498269 | BLADE,KNIFE | Replacement Blade, 50mm Lg, S/Steel, suit HAUPA 201010 Flat Linemans Knife | Hardware & Tools
2091 | BLADE,PLUMBER'S SAW | Xylan Coated Steel, 10 TPI, 350mm Lg, Pack of 10 | Hardware & Tools
2069 | BLADE,RECIPROCATING SAW | Metal, 150mm, 14 TPI (P5) | Hardware & Tools
2070 | BLADE,RECIPROCATING SAW | Metal, 150mm, 10 TPI (P5) | Hardware & Tools
2478899 | BLADE,RECIPROCATING SAW | Bi-Metal, Long Life, 59mm, 14 TPI, for Laminate, (P5) | Tools & Equipment
2478121 | BLADE,RECIPROCATING SAW | Jigsaw, 77mm, High Carbon Steel, 16TPI, Suitable for Wood & PVC Applications, (P5) | Tools & Equipment
23797 | BLADE,RECIPROCATING SAW | RECIPROCATING SAW BLADE; 9 INCH; 10 TPI;BI-METAL SAW BLADE; | Tools & Equipment
23341 | BLADE,RECIPROCATING SAW | Pruning, 230mm, 5 TPI 4/5 TPI; 5 Blades Per Pack; | Hardware & Tools
21808 | BLADE,RECIPROCATING SAW | General Purpose, 300mm, 10/14 TPI, for use on Wood, Metal & Plastic | Hardware & Tools
2407336 | BLANKET,DAMPER | to be placed over Strap or Winch Rope | Tools & Equipment
2473122 | BLOCK & TACKLE | Equalising Rope & Block Kit c/w WLL 4.5t Superlift Block 150mm Dia x 14 WR & Proof Tested w/-Cert, 12mm Euroneema Dyneema Rope w/-AS Galv Thimbles Spliced | Electrical Test & Accsry Equip
23842 | BLOCK, FENCING | POLYBLOK;BLOCK FOR TEMPORARY WORKSITE FENCING PANELS;BLACK POLYBLOK;43MM HOLE; | Misc Non-Contract Items
21226 | BLOCK,CONTACT. | AUX CONTACT BLOCK;2 POLE TOP MTG;1NO, 1NC CONTACT;TO SUIT NHP CA7 CONTACTOR; PACK OF 1; | Hardware & Tools
21279 | BLOCK,HAND LINE. | BLOCK;560 KG SWL;ALUMINIUM STD;STEEL ROTATING NON-SWIVEL HOOK;C/W SAFETY LATCH; SIDE OPENING WITH BALL LOCK PIN SECURED TO BODY WITH CHAIN; | Hardware & Tools
2104 | BLOCK,TACKLE | SINGLE SHEAVE,SNATCH BLOCK;75 MM DIA SHEAVE;STEEL SHEAVE;HAND OPERATED; TO SUIT NATURAL OR SYNTHETIC FIBRE ROPE; 12 MM DIA ROPE;250 KG SWL;EYE BECKET; | Hardware & Tools
2407339 | BLOCK,TACKLE | Snatch Block, Rating to 10000kg, Vehicle Recovery | Tools & Equipment
5051 | BLOCK,TEST,METER | Bakelite, Rect, 10 Terminal Holes, 6mm Dia, Integral E-Link for Star & Earth, for Current Transformer Metering Jobs, Unbranded Cover | Meters
24823 | BLOWER,ELECTRIC,PORTABLE | Milwaukee, M18 Cordless Compact Blower, 18V, 3-Speed Electronic Switch, Variable Speed Trigger, Air Velocity 259km/h, Universal Inflator/Deflator, Skin Only | Hardware & Tools
2490530 | BLOWER,ELECTRIC,PORTABLE | M12 Milwaukee, Blower, c/w 3 nozzles, Tool Only | Hardware & Tools
17149 | BODY POWDER | J&J Baby Powder, 100g Bottle, for use with Insulating Gloves, Do Not use on Broken Skin | PPE, Hardware & Tools
2472066 | BODY POWDER | Curash Medicated Family Powder; Treat and help prevent rashes; skin irritation and chafing; contains zinc oxide. | PPE, Hardware & Tools
2472256 | BODY POWDER | Neat Feet Shoe powder; 125g keeps feet dry; comfortable and free of odours.Contains an antifungal ingredient | PPE, Hardware & Tools
22153 | BOLT | M12 Female/Male Generator Adaptor Bolt, 52mm Lg, Tinned Cu, 200A Max Rating, 40nm Tightening Torque, for Temporary Connection of Generator Lead with M12 | Bolts, Washers & Fasteners
14107 | BOLT ASSEMBLY,FOUNDATION | STEEL;GALV,HOT DIP;M24;ISO M;1200 MM LG; 4 THD;350 PCD;W/2 NUTS & 2 WASHERS PER THD SECT OF LEGS;MAY ONLY BE USED ON POLES UP TO 12 M H & IN CONJUNCTION WITH | Line Support Equip
2455202 | BOLT ASSEMBLY,FOUNDATION | Precast Foundation, suit LV Distribution Cabinet, 6 Module, Dwg 1051532-01 | Concrete Assemblies
23337 | BOLT ASSEMBLY,FOUNDATION | M20 FOUNDATION EXTENSION, 480 MM FULL THREAD; C/W COUPLER; USE ON M20 MINOR RD RAGBOLT ASSEMBLY SC14129; POLES UP TO 10M WITH OUTREACH UP TO 3M; SET OF 4; | Galv Products
23336 | BOLT ASSEMBLY,FOUNDATION | M24 FOUNDATION EXTENSION, 480 MM FULL THREAD; WITH COUPLER;USE ON M24 MAJOR RD RAGBOLT ASSEMBLY SC 14108; POLES UP TO 10M;OUTREACH UP TO 3M; SET OF 4; | Galv Products
22392 | BOLT ASSEMBLY,FOUNDATION | STEEL;GALV;HOT DIP;M20;ISO M;1500 MM LG; 4 THD LEGS;350 PCD;W/2 NUTS 7 2 WASHERS PER THD SECT OF LEGS;MINOR ROAD STREET LIGHTING POLES;4 BOLT;PACK OF 20; | Line Support Equip
16822 | BOLT ASSEMBLY,FOUNDATION | STEEL;GALV,HOT DIP;N28;(M24);ISO M; 2325 MM LG;4 THD LEGS;500 PCD;W/2 NUTS & 2 WASHERS PER THD,SECT OF LEGS;FOR MAJOR ROAD S/L POLE (13 M - STOCK CODES | Line Support Equip
22391 | BOLT ASSEMBLY,FOUNDATION | STEEL;GALV;HOT DIP;M20;ISO M;1200 MM LG; 4 THD LEGS;350 PCD;W/2 NUTS & 2 WASHERS PER THD SECT OF LEGS;MINOR ROAD STREET LIGHTING POLES;4 BOLT;PACK OF 16; | Line Support Equip
22031 | BOLT ASSEMBLY,FOUNDATION | TWO HOLE RAG BOLT ASSEMBLY SUPPORT LEGS (PAIR); C/W SUPPORT POSITIONING GUIDE & INSTALLATION KIT; SUITS SC22030/SC23161; GRADE 304 STAINLESS STEEL;1600 MM LG; | U/G Equipment
14108 | BOLT ASSEMBLY,FOUNDATION | STEEL;GALV,HOT DIP;N28;(M24);ISO M; 2325 MM LG;4 THD LEGS;350 PCD;W/2 NUTS & 2 WASHERS PER THD SECT OF LEGS;FOR MAJOR ROAD;FOR STREET LIGHTING POLES; | Line Support Equip
15353 | BOLT SET | Galv Steel Gde 8.8, Hex Head, M36 x 130mm, 80mm Lg Min Thread c/w M36 8.8 Structural Steel Nuts, 2 x M36 8.8 Structural Steel Flat Washer (scm) | Bolts, Washers & Fasteners
15197 | BOLT,DEE HEAD | STAINLESS STEEL GDE 304 OR 316;M10;30 MM LG;C/W M10 S/S WASHER HEAD STAMPED WITH LGE "M";AS2837;BOX OF 100;FOR FASTENING ELECT SUPPLY PILLAR COVERS (TOOL | Bolts, Washers & Fasteners
523 | BOLT,DOUBLE U. | STEEL;GALV;M10;ISO M;150 MM LG;66 MM W; 61 MM DEEP;CLAMP PLATE CP1;C/W 2 GALV HEX NUTS& 2 SPRING WASHERS;ITEM TO BE SUPPLIED ASSEMBLED;ASSEMBLY ITEM UU1; | Line Support Equip
525 | BOLT,DOUBLE U. | STEEL;GALV;M10;ISO M;170 MM LG;66 MM W; 76 MM DEEP;CLAMP PLATE CP1;C/W 2 GALV HEX NUTS & 2 SPRING WASHERS;ITEM TO BE SUPPLIED ASSEMBLED;ASSEMBLY ITEM UU4; | Line Support Equip
526 | BOLT,DOUBLE U. | STEEL;GALV;M10;ISO M;185 MM LG;76 MM W; 76 MM DEEP;CLAMP PLATE CP3;C/W 2 GALV HEX NUTS & 2 SPRING WASHERS;ITEMS TO BE SUPPLIED ASSEMBLED;ASSEMBLY ITEM UU5; | Galv Products
532 | BOLT,EYE | STEEL;GALV;40 MM ID OF EYE;M16 DIA;ISO M ;200 MM LG;62 KN MIN FAILING LOAD;W/HEX NUT;BAGS OF 25; | Bolts, Washers & Fasteners
536 | BOLT,EYE | STEEL;GALV;40 MM ID OF EYE;M16 DIA;ISO M ;400 MM LG;62 KN MIN FAILING LOAD;W/HEX NUT;BAGS OF 10; | Bolts, Washers & Fasteners
542 | BOLT,EYE | STEEL;GALV;40 MM ID OF EYE;M20 DIA;ISO M ;400 MM LG;98 KN MIN FAILING LOAD;W/HEX NUT;BAGS OF 10; 400 PER PALLET; | Bolts, Washers & Fasteners
545 | BOLT,EYE | STEEL;GALV;40 MM ID OF EYE;M20 DIA;ISO M ;500 MM LG;98 KN MIN FAILING LOAD;W/HEX NUT;BAGS OF 10; 300 PER PALLET; | Bolts, Washers & Fasteners
547 | BOLT,EYE | STEEL;GALV;40 MM ID OF EYE;M20 DIA;ISO M ;800 MM LG;98 KN MIN FAILING LOAD;W/HEX NUT;BAGS OF 5; | Bolts, Washers & Fasteners
12974 | BOLT,EYE | STEEL;GALV;40 MM ID OF EYE;M20 DIA;ISO M ;750 MM LG;98 KN MIN FAILING LOAD;W/HEX NUT;BAGS OF 5; | Bolts, Washers & Fasteners
12973 | BOLT,EYE | STEEL;GALV;40 MM ID OF EYE;M20 DIA;ISO M ;700 MM LG;98 KN MIN FAILING LOAD;W/HEX NUT;BAGS OF 5; | Bolts, Washers & Fasteners
12972 | BOLT,EYE | STEEL;GALV;40 MM ID OF EYE;M20 DIA;ISO M ;650 MM LG;98 KN MIN FAILING LOAD;W/HEX NUT;BAGS OF 5; | Bolts, Washers & Fasteners
12971 | BOLT,EYE | STEEL;GALV;40 MM ID OF EYE;M20 DIA;ISO M ;550 MM LG;98 KN MIN FAILING LOAD;W/HEX | Bolts, Washers & Fasteners
11597 | BOLT,EYE | STEEL;GALV;40 MM ID OF EYE;M20 DIA; ISO M;250 MM LG;98 KN MIN FAILING LOAD; W/HEX NUT;BAGS OF 15; 375 PER PALLET; | Bolts, Washers & Fasteners
11596 | BOLT,EYE | STEEL;GALV;40 MM ID OF EYE;M20 DIA; ISO M;200 MM LG;98 KN MIN FAILING LOAD; W/HEX NUT;BAGS OF 20; 720 PER PALLET; | Bolts, Washers & Fasteners
8530 | BOLT,EYE | STEEL;GALV;40 MM ID OF EYE;M16 DIA;ISO M ;250 MM LG;62 KN MIN FAILING LOAD;W/HEX NUT;BAGS OF 15; | Bolts, Washers & Fasteners
8529 | BOLT,EYE | STEEL;GALV;40 MM ID OF EYE;M16 DIA;ISO M ;150 MM LG;62 KN MIN FAILING LOAD;W/HEX NUT;BAGS OF 25; | Bolts, Washers & Fasteners
8341 | BOLT,EYE | STEEL,GDE 250 OR XK1320;GALV;40 MM ID OF EYE;M24 DIA;ISO M;650 MM LG;141 KN MIN FAILING LOAD;W/HEX NUT;BAGS OF 5; | Bolts, Washers & Fasteners
8338 | BOLT,EYE | STEEL;GALV;40 MM ID OF EYE;M20 DIA;ISO M ;300 MM LG;98 KN MIN FAILING LOAD;W/HEX NUT;BAGS OF 15; | Bolts, Washers & Fasteners
549 | BOLT,EYE | STEEL;GALV;40 MM ID OF EYE;M24 DIA;ISO M ;400 MM LG;141 KN MIN FAILING LOAD;W/HEX NUT;ITEM HELD AT BANYO; | Bolts, Washers & Fasteners
546 | BOLT,EYE | STEEL;GALV;40 MM ID OF EYE;M20 DIA;ISO M ;600 MM LG;98 KN MIN FAILING LOAD;W/HEX NUT;BAGS OF 5; | Bolts, Washers & Fasteners
2472454 | BOLT,EYE | M20 x 1050mm, 150mm Lg Thread, Flange, HDG c/w S/Steel Humpback Split Pin & 2 x Nuts | Bolts, Washers & Fasteners
2472447 | BOLT,EYE | M20 x 1000mm, 150mm Lg Thread, Flange, HDG c/w S/Steel Humpback Split Pin & 2 x Nuts | Bolts, Washers & Fasteners
2472439 | BOLT,EYE | M20 x 950mm, 150mm Lg Thread, Flange, HDG c/w S/Steel Humpback Split Pin & 2 x Nuts | Bolts, Washers & Fasteners
2472421 | BOLT,EYE | M20 x 900mm, 150mm Lg Thread, Flange, HDG c/w S/Steel Humpback Split Pin & 2 x Nuts | Bolts, Washers & Fasteners
22554 | BOLT,EYE | STEEL;40 MM ID OF EYE;M24 DIA;ISO M; 500 MM LG;141 KN MIN FAILING LOAD;W/HEX NUT;GDE 250 OR XK1320;BOGS OF 5; | Bolts, Washers & Fasteners
21143 | BOLT,EYE | STEEL;GALV;40 MM ID OF EYE;M20 DIA;ISO M ;1000 MM LG;120 KN RATING;C/W M20-8.8 GDE NUTS X 2 & M20-8.8 GDE WASHER;PACK OF 5; | Forged Fittings
21142 | BOLT,EYE | STEEL;GALV;40 MM ID OF EYE;M20 DIA;ISO M ;950 MM LG;120 KN RATING;C/W M20-8.8 GDE NUTS X 2 & M20-8.8 GDE WASHER;PACK OF 5; | Forged Fittings
21141 | BOLT,EYE | STEEL;GALV;40 MM ID OF EYE;M20 DIA;ISO M ;900 MM LG;120 KN RATING;C/W M20-8.8 GDE NUTS X 2 & M20-8.8 GDE WASHER;PACK OF 5; | Forged Fittings
21140 | BOLT,EYE | STEEL;GALV;40 MM ID OF EYE;M20 DIA;ISO M ;850 MM LG;120 KN RATING;C/W M20-8.8 GDE NUTS X 2 & M20-8.8 GDE WASHER;PACK OF 5; | Forged Fittings
21139 | BOLT,EYE | STEEL;GALV;40 MM ID OF EYE;M20 DIA;ISO M ;800 MM LG;120 KN RATING;C/W M20-8.8 GDE NUTS X 2 & M20-8.8 GDE WASHER;PACK OF 5; | Forged Fittings
21138 | BOLT,EYE | STEEL;GALV;40 MM ID OF EYE;M20 DIA;ISO M ;750 MM LG;120 KN RATING;C/W M20-8.8 GDE NUTS X 2 & M20-8.8 GDE WASHER;PACK OF 5; | Forged Fittings
21137 | BOLT,EYE | STEEL;GALV;40 MM ID OF EYE;M20 DIA;ISO M ;700 MM LG;120 KN RATING;C/W M20-8.8 GDE NUTS X 2 & M20-8.8 GDE WASHER;PACK OF 5; | Forged Fittings
21136 | BOLT,EYE | STEEL;GALV;40 MM ID OF EYE;M20 DIA;ISO M ;650 MM LG;120 KN RATING;C/W M20-8.8 GDE NUTS X 2 & M20-8.8 GDE WASHER;PACK OF 5; | Forged Fittings
21135 | BOLT,EYE | STEEL;GALV;40 MM ID OF EYE;M20 DIA;ISO M ;600 MM LG;120 KN RATING;C/W M20-8.8 GDE NUTS X 2 & M20-8.8 GDE WASHER;PACK OF 5; | Forged Fittings
21134 | BOLT,EYE | STEEL;GALV;40 MM ID OF EYE;M20 DIA;ISO M ;550 MM LG;120 KN RATING;C/W M20-8.8 GDE NUTS X 2 & M20-8.8 GDE WASHER;PACK OF 5; | Forged Fittings
21133 | BOLT,EYE | STEEL;GALV;40 MM ID OF EYE;M20 DIA;ISO M ;500 MM LG;120 KN RATING;C/W M20-8.8 GDE NUTS X 2 & M20-8.8 GDE WASHER;PACK OF 10 ; | Forged Fittings
21132 | BOLT,EYE | STEEL;GALV;40 MM ID OF EYE;M20 DIA;ISO M 450 MM LG;120 KN RATING;C/W M20-8.8 GDE NUTS X 2 & M20-8.8 GDE WASHER;PACK OF 10 ; | Forged Fittings
21131 | BOLT,EYE | STEEL;GALV;40 MM ID OF EYE;M20 DIA;ISO M ;400 MM LG;120 KN RATING;C/W M20-8.8 GDE NUTS X 2 & M20-8.8 GDE WASHER;PACK OF 10 ; | Forged Fittings
21130 | BOLT,EYE | STEEL;GALV;40 MM ID OF EYE;M20 DIA;ISO M ;350 MM LG;120 KN RATING;C/W M20-8.8 GDE NUTS X 2 & M20-8.8 GDE WASHER;PACK OF 15 ; | Forged Fittings
21095 | BOLT,EYE | STEEL;GALV;40 MM ID OF EYE;M20 DIA;ISO M ;150 MM LG;98 KN MIN FAILING LOAD;W/HEX NUT;BAG OF 20; 620 PER PALLET; | Bolts, Washers & Fasteners
18035 | BOLT,EYE | STEEL;GALV;40 MM ID OF EYE;M24 DIA;ISO M ;450 MM LG;141 KN MIN FAILING LOAD;W/HEX NUT; | Bolts, Washers & Fasteners
544 | BOLT,EYE | STEEL;GALV;40 MM ID OF EYE;M20 DIA;ISO M ;450 MM LG;98 KN MIN FAILING LOAD;W/HEX NUT;BAGS OF 10; 500 PER PALLET; | Bolts, Washers & Fasteners
541 | BOLT,EYE | STEEL;GALV;40 MM ID OF EYE;M20 DIA;ISO M ;350 MM LG;98 KN MIN FAILING LOAD;W/HEX NUT;BAGS OF 15; 510 PER PALLET; | Bolts, Washers & Fasteners
535 | BOLT,EYE | STEEL;GALV;40 MM ID OF EYE;M16 DIA;ISO M ;350 MM LG;62 KN MIN FAILING LOAD;W/HEX NUT;BAGS OF 15; | Bolts, Washers & Fasteners
534 | BOLT,EYE | STEEL;GALV;40 MM ID OF EYE;M16 DIA;ISO M ;300 MM LG;62 KN MIN FAILING LOAD;W/HEX NUT | Bolts, Washers & Fasteners
2490597 | BOLT,EYE | M20 x 700mm, S/Steel Gde 316, 150mm Rolled Thread, 700MPa StrengthClass, c/w Hex Nut S/Steel Gde 304, Dwg 01-02-02 (P10) | Bolts, Washers & Fasteners
2490589 | BOLT,EYE | M20 x 550mm, S/Steel Gde 316, 150mm Rolled Thread, 700MPa StrengthClass, c/w Hex Nut S/Steel Gde 304, Dwg 01-02-02 (P10) | Bolts, Washers & Fasteners
104795 | BOLT,EYE | M24 x 400mm, S/Steel Gde 316, 150mm Rolled Thread, 700MPa Strength Class c/w Hex Nut S/Steel Gde 304, Dwg 01-02-02 (P5) | Bolts, Washers & Fasteners
104794 | BOLT,EYE | M20 x 400mm, S/Steel Gde 316, 150mm Rolled Thread, 700MPa Strength Class c/w Hex Nut S/Steel Gde 304, Dwg 01-02-02 (P10) | Bolts, Washers & Fasteners
104793 | BOLT,EYE | M20 x 200mm, S/Steel Gde 316, 100mm Rolled Thread, 700MPa Strength Class c/w Hex Nut S/Steel Gde 304, Dwg 01-02-02 (P20) | Bolts, Washers & Fasteners
2472462 | BOLT,EYE | M20 x 1100mm, 150mm Lg Thread, Flange, HDG c/w S/Steel Humpback Split Pin & 2 x Nuts | Bolts, Washers & Fasteners
2472413 | BOLT,EYE | M20 x 850mm, 150mm Lg Thread, Flange, HDG c/w S/Steel Humpback Split Pin & 2 x Nuts | Bolts, Washers & Fasteners
2472405 | BOLT,EYE | M20 x 800mm, 150mm Lg Thread, Flange, HDG c/w S/Steel Humpback Split Pin & 2 x Nuts | Bolts, Washers & Fasteners
2472397 | BOLT,EYE | M20 x 750mm, 150mm Lg Thread, Flange, HDG c/w S/Steel Humpback Split Pin & 2 x Nuts | Bolts, Washers & Fasteners
2472389 | BOLT,EYE | M20 x 700mm, 150mm Lg Thread, Flange, HDG c/w S/Steel Humpback Split Pin & 2 x Nuts | Bolts, Washers & Fasteners
23217 | BOLT,EYE | ZINC PLATED;M12 DIA;WLL 0.34T; | Bolts, Washers & Fasteners
23045 | BOLT,EYE | STEEL;GALV;40 MM ID OF EYE;M20 DIA;ISO M ;1300 MM LG;200 MM THD;120 KN RATING;C/W M20 GDE 8.8 NUTS X 2 & M20 8.8 GDE WASHER;AS1448 OR EQUIV;USED ON TX POLES | Bolts, Washers & Fasteners
23044 | BOLT,EYE | STEEL;GALV;40 MM ID OF EYE;M20 DIA;ISO M ;1200 MM LG;200 MM THD;120 KN RATING;C/W M20 GDE 8.8 NUTS X 2 & M20 8.8 GDE WASHER;AS1448 OR EQUIV;USED ON TX POLES | Bolts, Washers & Fasteners
23043 | BOLT,EYE | STEEL;GALV;40 MM ID OF EYE;M20 DIA;ISO M ;1100 MM LG;200 MM THD;120 KN RATING;C/W M20 GDE 8.8 NUTS X 2 & M20 8.8 GDE WASHER;AS1448 OR EQUIV;USED ON TX POLES | Bolts, Washers & Fasteners
2495265 | BOLT,HOOK | M20 x 500mm, Galv, Dwg 01-18-03 (P10) | Bolts, Washers & Fasteners
104799 | BOLT,HOOK | M20 x 300mm, S/Steel Gde 316 c/w 100mm Rolled Thread, Dwg 01-18-03 (P10) | Bolts, Washers & Fasteners
12783 | BOLT,HOOK | STEEL;GALV;M20;ISO M;300 MM LG;R15 MIN PIGTAIL;W/NUT & WASHER;W/COLLAR; BAGS OF 5,PACK WEIGHT 10 KG; USE WITH LVABC; | Line Support Equip
13147 | BOLT,HOOK | STEEL;GALV;M20;ISO M;400 MM LG;R15 MIN PIGTAIL;W/NUT & WASHER;W/COLLAR;BAGS OF 10,PACK WEIGHT 11 KG;FOR USE WITH LVABC; | Line Support Equip
22760 | BOLT,HOOK | STEEL;GALV;M16;12 KN MIN FAILING LOAD; 200 MM LG TO INSIDE OF HOOK;SUPPLIED WITH 2 NUTS & FLAT WASHER;U/W SC22759 SUSPENSION BRACKET FOR HVABC; | Bolts, Washers & Fasteners
18419 | BOLT,HOOK | STEEL;GALV;M16;ISO M;150 MM LG;76 MM W HOOK;C/W HEX NUT & SPRING WASHER;ITEMS TO BE SUPPLIED ASSEMBLED;ASSEMBLY ITEM HB4;REFER ENERGEX DWG LOSTD-FX006-04; | Galv Products
17427 | BOLT,HOOK | STEEL;GALV;M16;400 MM LG;R10 MIN PIGTAIL ;INCLUDES NUT & WASHER;USED IN THE INSTALLATION OF FIBRE OPTIC CABLE; | Forged Fittings
155 | BOLT,MACHINE | STEEL;GALV;HEX HD;M8;ISO M;30 MM LG; W/HEX NUT;FULL-SIZE SHANK;BOX OF 200; | Bolts, Washers & Fasteners
158 | BOLT,MACHINE | STEEL;GALV;HEX HD;M8;ISO M;50 MM LG; W/HEX NUT;FULL-SIZE SHANK;BOX OF 150; | Bolts, Washers & Fasteners
164 | BOLT,MACHINE | STEEL;GALV;HEX HD;M10;ISO M;25 MM LG; W/HEX NUT TO BE FITTED TO BOLT,FULL-SIZE SHANK;BAG OF 150,PACK WEIGHT 5.40 KG; | Bolts, Washers & Fasteners
165 | BOLT,MACHINE | STEEL;GALV;HEX HD;M10;ISO M;30 MM LG; W/HEX NUT,FULL SIZE SHANK;Pack of 100; | Bolts, Washers & Fasteners
168 | BOLT,MACHINE | STEEL;GALV;HEX HD;M10;ISO M;50 MM LG; W/HEX NUT;FULL-SIZE SHANK;75 PER PACK; | Bolts, Washers & Fasteners
169 | BOLT,MACHINE | STEEL;GALV;HEX HD;M10;ISO M;60 MM LG; W/HEX NUT;FULL-SIZE SHANK;BOX OF 75; | Bolts, Washers & Fasteners
172 | BOLT,MACHINE | STEEL;GALV;HEX HD;M10;ISO M;75 MM LG; W/HEX NUT;FULL-SIZE SHANK;Pack of 50, | Bolts, Washers & Fasteners
173 | BOLT,MACHINE | STEEL;GALV;HEX HD;M10;ISO M;90 MM LG; W/HEX NUT TO BE FITTED TO BOLT,FULL-SIZE SHANK;BAG OF 50,PACK WEIGHT 3.70 KG; | Bolts, Washers & Fasteners
174 | BOLT,MACHINE | STEEL;GALV;HEX HD;M10;ISO M;100 MM LG; W/HEX NUT;FULL-SIZE SHANK;BOX OF 50; | Bolts, Washers & Fasteners
175 | BOLT,MACHINE | STEEL;GALV;HEX HD;M10;ISO M;120 MM LG; W/HEX NUT;FULL-SIZE SHANK;PACK OF 50, PACK WEIGHT 4.60 KG; | Bolts, Washers & Fasteners
176 | BOLT,MACHINE | STEEL;GALV;HEX HD;M10;ISO M;130 MM LG; W/HEX NUT;FULL-SIZE SHANK;BAG OF 50; | Bolts, Washers & Fasteners
182 | BOLT,MACHINE | STEEL;GALV;HEX HD;M12;ISO M;25 MM LG; W/HEX NUT TO BE FITTED TO BOLT,FULL-SIZE SHANK; Pack of 100; | Bolts, Washers & Fasteners
183 | BOLT,MACHINE | STEEL;GALV;HEX HD;M12;ISO M;30 MM LG; W/HEX NUT TO BE FITTED TO BOLT,FULL-SIZE SHANK;PACK OF 250; | Bolts, Washers & Fasteners
184 | BOLT,MACHINE | STEEL;GALV;HEX HD;M12;ISO M;40 MM LG; W/HEX NUT TO BE FITTED TO BOLT,FULL-SIZE SHANK;BAG OF 200,PACK WEIGHT 13.00 KG; | Bolts, Washers & Fasteners
186 | BOLT,MACHINE | STEEL;GALV;HEX HD;M12;ISO M;50 MM LG; W/HEX NUT;FULL-SIZE SHANK;BAG OF 150; | Bolts, Washers & Fasteners
188 | BOLT,MACHINE | STEEL;GALV;HEX HD;M12;ISO M;75 MM LG; W/HEX NUT;FULL-SIZE SHANK;PACK OF 150; | Bolts, Washers & Fasteners
190 | BOLT,MACHINE | STEEL;GALV;HEX HD;M12;ISO M;100 MM LG; W/HEX NUT TO BE FITTED TO BOLT,FULL-SIZE SHANK;BAG OF 100,PACK WEIGHT 11.60 KG; | Bolts, Washers & Fasteners
191 | BOLT,MACHINE | STEEL;GALV;HEX HD;M12;ISO M;120 MM LG; W/HEX NUT;FULL-SIZE SHANK;PACK OF 100; | Bolts, Washers & Fasteners
192 | BOLT,MACHINE | STEEL;GALV;HEX HD;M12;ISO M;130 MM LG; W/HEX NUT TO BE FITTED TO BOLT,FULL-SIZE SHANK; | Bolts, Washers & Fasteners
193 | BOLT,MACHINE | STEEL;GALV;HEX HD;M12;ISO M;140 MM LG; W/HEX NUT;FULL-SIZE SHANK; PACK OF 100, PACK WEIGHT 23 KG; | Bolts, Washers & Fasteners
194 | BOLT,MACHINE | STEEL;GALV;HEX HD;M12;ISO M;150 MM LG; W/HEX NUT;FULL-SIZE SHANK;PACK SIZE 75, PACK WEIGHT 12.60 KG; | Bolts, Washers & Fasteners
197 | BOLT,MACHINE | STEEL;GALV;HEX HD;M12;ISO M;200 MM LG; W/HEX NUT TO BE FITTED TO BOLT,FULL-SIZE SHANK;BAG OF 50,PACK WEIGHT 10.40 KG; | Bolts, Washers & Fasteners
209 | BOLT,MACHINE | STEEL;GALV;HEX HD;M16;ISO M;40 MM LG; W/HEX NUT TO BE FITTED TO BOLT,FULL-SIZE SHANK;BAG OF 100,PACK WEIGHT 11.70 KG; | Bolts, Washers & Fasteners
214 | BOLT,MACHINE | STEEL;GALV;HEX HD;M16;ISO M;75 MM LG; W/HEX NUT TO BE FITTED TO BOLT,FULL-SIZE SHANK | Bolts, Washers & Fasteners
216 | BOLT,MACHINE | STEEL;GALV;HEX HD;M16;ISO M;100 MM LG; W/HEX NUT TO BE FITTED TO BOLT,FULL-SIZE SHANK;BAG OF 50,PACK WEIGHT 10.65 KG; | Bolts, Washers & Fasteners
218 | BOLT,MACHINE | STEEL;GALV;HEX HD;M16;ISO M;130 MM LG; W/HEX NUT TO BE FITTED TO BOLT,FULL-SIZE SHANK;PACK OF 50,PACK WEIGHT 12.85 KG, PALLET OF 3000,PALLET WEIGHT 765 KG; | Bolts, Washers & Fasteners
219 | BOLT,MACHINE | STEEL;GALV;HEX HD;M16;ISO M;140 MM LG; W/HEX NUT;FULL-SIZE SHANK;PACK OF 50, PACK WEIGHT 13.75 KG; | Bolts, Washers & Fasteners
221 | BOLT,MACHINE | STEEL;GALV;HEX HD;M16;ISO M;180 MM LG; W/HEX NUT;FULL-SIZE SHANK;BAG OF 30,PACK WEIGHT 10.41 KG,PALLET SIZE 2400,PALLET WEIGHT 830 KG; | Bolts, Washers & Fasteners
224 | BOLT,MACHINE | STEEL;GALV;HEX HD;M16;ISO M;220 MM LG; W/HEX NUT TO BE FITTED TO BOLT,FULL-SIZE SHANK | Bolts, Washers & Fasteners
225 | BOLT,MACHINE | STEEL;GALV;HEX HD;M16;ISO M;240 MM LG; W/HEX NUT;FULL-SIZE SHANK;PACK OF 25; | Bolts, Washers & Fasteners
226 | BOLT,MACHINE | STEEL;GALV;HEX HD;M16;ISO M;260 MM LG; W/HEX NUT TO BE FITTED TO BOLT,FULL-SIZE SHANK;PACK OF 25,PACK WEIGHT 11.22 KG; | Bolts, Washers & Fasteners
228 | BOLT,MACHINE | STEEL;GALV;HEX HD;M16;ISO M;300 MM LG; W/HEX NUT TO BE FITTED TO BOLT,FULL-SIZE SHANK;BAG OF 25,PACK WEIGHT 12.90 KG; | Bolts, Washers & Fasteners
412 | BOLT,MACHINE | STAINLESS STEEL,GDE 304;HEX HD;M12;ISO M ;40 MM LG;W/HEX NUT;AS2837/AS1449 (MATERIAL),AS1111/DIN 931 (DIMENSIONS); | Bolts, Washers & Fasteners
232 | BOLT,MACHINE | STEEL;GALV;HEX HD;M16;ISO M;400 MM LG; W/HEX NUT TO BE FITTED TO BOLT,FULL-SIZE SHANK | Bolts, Washers & Fasteners
234 | BOLT,MACHINE | STEEL;GALV;HEX HD;M16;ISO M;450 MM LG; W/HEX NUT;FULL-SIZE SHANK;USED IN CONJUNCTION WITH EDO MOUNTING BRACKET ,REFER OCM 4/34;PACK OF 20; | Bolts, Washers & Fasteners
237 | BOLT,MACHINE | STEEL;GALV;HEX HD;M20;ISO M;60 MM LG; W/HEX NUT TO BE FITTED TO BOLT,FULL-SIZE SHANK;BAG OF 50,PACK WEIGHT 12.95 KG; | Bolts, Washers & Fasteners
242 | BOLT,MACHINE | STEEL;GALV;HEX HD;M20;ISO M;150 MM LG; W/HEX NUT;FULL SIZE SHANK;BOX OF 25; | Bolts, Washers & Fasteners
243 | BOLT,MACHINE | STEEL;GALV;HEX HD;M20;ISO M;180 MM LG; W/HEX NUT;FULL-SIZE SHANK;MIN THREAD LENGTH 70MM; BAG OF 25, WEIGHT 13.82 KG, PALLET SIZE 2000,PALLET WEIGHT 1138 KG; | Bolts, Washers & Fasteners
246 | BOLT,MACHINE | STEEL;GALV;HEX HD;M20;ISO M;280 MM LG; W/HEX NUT;FULL-SIZE SHANK,MIN THREAD LENGTH 100 MM; PACK OF 15; | Bolts, Washers & Fasteners
247 | BOLT,MACHINE | STEEL;GALV;HEX HD;M20;ISO M;300 MM LG; W/HEX NUT TO BE FITTED TO BOLT,FULL-SIZE SHANK,MIN THREAD LENGTH 100 MM; BAG OF 15,PACK WEIGHT 12.66 KG; | Bolts, Washers & Fasteners
249 | BOLT,MACHINE | STEEL;GALV;HEX HD;M20;ISO M;350 MM LG; W/HEX NUT TO BE FITTED TO BOLT,FULL-SIZE SHANK,MIN THREAD LENGTH 100 MM; BAG OF 15,PACK WEIGHT 14.29 KG,PALLET | Bolts, Washers & Fasteners
464 | BOLT,MACHINE | STAINLESS STEEL,GDE 304;HEX HD;M8;ISO M; 30 MM LG;AS2837/AS1449 (MATERIAL),AS1111 /DIN 931 (DIMENSIONS);BOX OF 100,PACK WEIGHT 1.5 KG; | Bolts, Washers & Fasteners
417 | BOLT,MACHINE | M16 x 70mm, Hex, S/Steel Gde 316 c/w Hex Nut S/Steel Gde 304, Aust Std | Bolts, Washers & Fasteners
416 | BOLT,MACHINE | STAINLESS STEEL,GDE 304;HEX HD;M16;ISO M ;50 MM LG;W/HEX NUT;AS2837/AS1449, (MATERIAL),AS1111/DIN 931 (DIMENSIONS); BOX OF 25,PACK WEIGHT 3.5 KG; | Bolts, Washers & Fasteners
415 | BOLT,MACHINE | STAINLESS STEEL,GDE 304;HEX HD;M12;ISO M ;70 MM LG;W/HEX NUT;AS1444/DIN 931; | Bolts, Washers & Fasteners
414 | BOLT,MACHINE | M12 x 60mm, Hex, S/Steel Gde 316 c/w Hex Nut S/Steel Gde 304, Aust Std (P25) | Bolts, Washers & Fasteners
413 | BOLT,MACHINE | STAINLESS STEEL,GDE 304;HEX HD;M12;ISO M ;50 MM LG;W/HEX NUT;AS2837/AS1449 (MATERIAL),AS1111/DIN 931 (DIMENSIONS); BOX OF 50,PACK WEIGHT 3.7 KG; | Bolts, Washers & Fasteners
251 | BOLT,MACHINE | STEEL;GALV;HEX HD;M20;ISO M;400 MM LG; W/HEX NUT TO BE FITTED TO BOLT,FULL SIZE SHANK;MIN THREAD LENGTH 100 MM; | Bolts, Washers & Fasteners
253 | BOLT,MACHINE | STEEL;GALV;HEX HD;M20;ISO M;450 MM LG; W/HEX NUT TO BE FITTED TO BOLT,FULL-SIZE SHANK;MIN THREAD LENGTH 100 MM; BAG OF 10,PACK WEIGHT 11.95 KG,PALLET | Bolts, Washers & Fasteners
255 | BOLT,MACHINE | STEEL;GALV;HEX HD;M20;ISO M;500 MM LG; W/HEX NUT TO BE FITTED TO BOLT,FULL-SIZE SHANK;MIN THREAD LENGTH 100 MM; BAG OF 10,PACK WEIGHT 13.12 KG; | Bolts, Washers & Fasteners
257 | BOLT,MACHINE | STEEL;GALV;HEX HD;M20;ISO M;550 MM LG; W/HEX NUT TO BE FITTED TO BOLT,FULL-SIZE SHANK;MIN THREAD LENGTH 100 MM; BAG OF 10,PACK WEIGHT 14.28 KG; | Bolts, Washers & Fasteners
259 | BOLT,MACHINE | STEEL;GALV;HEX HD;M20;ISO M;600 MM LG; W/HEX NUT TO BE FITTED TO BOLT,FULL-SIZE SHANK;MIN THREAD LENGTH 100 MM; BAG OF 10,PACK WEIGHT 15.47 KG; | Bolts, Washers & Fasteners
261 | BOLT,MACHINE | STEEL;GALV;HEX HD;M20;ISO M;650 MM LG; W/HEX NUT TO BE FITTED TO BOLT,FULL-SIZE SHANK;MIN THREAD LENGTH 100 MM; | Bolts, Washers & Fasteners
263 | BOLT,MACHINE | STEEL;GALV;HEX HD;M20;ISO M;700 MM LG; W/HEX NUT TO BE FITTED TO BOLT,FULL-SIZE SHANK;MIN THREAD LENGTH 100 MM; | Bolts, Washers & Fasteners
264 | BOLT,MACHINE | STEEL;GALV;HEX HD;M20;ISO M;750 MM LG; W/HEX NUT TO BE FITTED TO BOLT,FULL-SIZE SHANK;MIN THREAD LENGTH 100 MM; | Bolts, Washers & Fasteners
2400124 | BOLT,MACHINE | M10 x 65mm, Hex, Galv c/w Galv Hex Nut, Aust Std (P100) | Bolts, Washers & Fasteners
2439198 | BOLT,MACHINE | M16 x 250mm, Hex, S/Steel Gde 316, 120mm Rolled Thread, 700MPa Strength Class c/w Hex Nut S/Steel Gde 304 | Forged Fittings
2400141 | BOLT,MACHINE | M10 x 25mm, Hex, S/Steel Gde 316 c/w Hex Nut S/Steel Gde 304, Aust Std (P100) | Bolts, Washers & Fasteners
2400140 | BOLT,MACHINE | M8 x 25mm, Hex, S/Steel Gde 316 c/w Hex Nut S/Steel Gde 304, Aust Std (P100) | Bolts, Washers & Fasteners
2400139 | BOLT,MACHINE | M5 x 30mm, Hex, S/Steel Gde 316 c/w Hex Nut S/Steel Gde 304, Aust Std (P100) | Bolts, Washers & Fasteners
2400089 | BOLT,MACHINE | M10 x 60mm, Hex, S/Steel Gde 316 c/w Hex Nut S/Steel Gde 304, Aust Std (P50) | Bolts, Washers & Fasteners
2400087 | BOLT,MACHINE | M12 x 70mm, Hex, S/Steel Gde 316 c/w Hex Nut S/Steel Gde 304, Aust Std (P25) | Bolts, Washers & Fasteners
2400001 | BOLT,MACHINE | M10 x 70mm, Hex, S/Steel Gde 316 c/w Hex Nut S/Steel Gde 304, Aust Std (P100) | Bolts, Washers & Fasteners
1727698 | BOLT,MACHINE | M10 x 50mm, Hex, S/Steel Gde 316 c/w Hex Nut S/Steel Gde 304, Aust Std (P100) | Bolts, Washers & Fasteners
1727687 | BOLT,MACHINE | M12 x 90mm, Hex, S/Steel Gde 316 c/w Hex Nut S/Steel Gde 304, Aust Std (P25) | Bolts, Washers & Fasteners
1727672 | BOLT,MACHINE | M12 x 55mm, Hex, S/Steel Gde 316 c/w Hex Nut S/Steel Gde 304, Aust Std (P25) | Bolts, Washers & Fasteners
104791 | BOLT,MACHINE | M20 x 700mm, Hex, S/Steel Gde 316, 350mm Rolled Thread, 700MPa Strength Class c/w Hex Nut S/Steel Gde 304 (P5) | Bolts, Washers & Fasteners
104790 | BOLT,MACHINE | M20 x 400mm, Hex, S/Steel Gde 316, 150mm Rolled Thread, 700MPa Strength Class c/w Hex Nut S/Steel Gde 304 (P20) | Bolts, Washers & Fasteners
104789 | BOLT,MACHINE | M16 x 200mm, Hex, S/Steel Gde 316, 120mm Rolled Thread, 700MPa Strength Class c/w Hex Nut S/Steel Gde 304 (P30) | Bolts, Washers & Fasteners
2472587 | BOLT,MACHINE | M24 x 1050mm, 200mm Lg Thread, Hex, HDG, Gde 8.8 c/w Galv Nut | Bolts, Washers & Fasteners
2472579 | BOLT,MACHINE | M24 x 950mm, 200mm Lg Thread, Hex, HDG, Gde 8.8 c/w Galv Nut | Bolts, Washers & Fasteners
2472561 | BOLT,MACHINE | M24 x 850mm, 200mm Lg Thread, Hex, HDG, Gde 8.8 c/w Galv Nut | Bolts, Washers & Fasteners
2472553 | BOLT,MACHINE | M20 x 1300mm, 200mm Lg Thread, Hex, HDG c/w Galv Hex Nut | Bolts, Washers & Fasteners
2472546 | BOLT,MACHINE | M16 x 1300mm, 200mm Lg Thread, Hex, HDG c/w Galv Hex Nut | Bolts, Washers & Fasteners
2472538 | BOLT,MACHINE | M16 x 1200mm, 200mm Lg Thread, Hex, HDG c/w Galv Hex Nut | Bolts, Washers & Fasteners
2472520 | BOLT,MACHINE | M16 x 1100mm, 200mm Lg Thread, Hex, HDG c/w Galv Hex Nut | Bolts, Washers & Fasteners
2472512 | BOLT,MACHINE | M16 x 1050mm, 200mm Lg Thread, Hex, HDG c/w Galv Hex Nut | Bolts, Washers & Fasteners
2472504 | BOLT,MACHINE | M16 x 1000mm, 200mm Lg Thread, Hex, HDG c/w Galv Hex Nut | Bolts, Washers & Fasteners
2472496 | BOLT,MACHINE | M16 x 950mm, 200mm Lg Thread, Hex, HDG c/w Galv Hex Nut | Bolts, Washers & Fasteners
2472488 | BOLT,MACHINE | M16 x 900mm, 200mm Lg Thread, Hex, HDG c/w Galv Hex Nut | Bolts, Washers & Fasteners
2472470 | BOLT,MACHINE | M16 x 850mm, 200mm Lg Thread, Hex, HDG c/w Galv Hex Nut | Bolts, Washers & Fasteners
24841 | BOLT,MACHINE | STAINLESS STEEL; GDE 304; HEX HD; M6; 50MM LG; BOX 100; ISSUED AS BOX | Bolts, Washers & Fasteners
24066 | BOLT,MACHINE | STEEL;GALV;HEX HD;M20;ISO M;550 MM LG; C/W 2 HEX NUTS ATTACHED;HIGH TENSILE GDE 8.8; FULL SHANK, MIN THD100MM; MATERIAL GDE 1340; AS1110, AS1111; BAG OF 10; | Bolts, Washers & Fasteners
24065 | BOLT,MACHINE | STEEL;GALV;HEX HD;M20;ISO M;400 MM LG; C/W 2 HEX NUTS ATTACHED;HIGH TENSILE GDE 8.8; FULL SHANK, MIN THD100MM; MATERIAL GDE 1340; AS1110, AS1111; BAG OF 10; | Bolts, Washers & Fasteners
24064 | BOLT,MACHINE | STEEL;GALV;HEX HD;M20;ISO M;650 MM LG; C/W 2 HEX NUTS ATTACHED;HIGH TENSILE GDE 8.8; FULL SHANK, MIN THD100MM; MATERIAL GDE 1340; AS1110, AS1111; BAG OF 10; | Bolts, Washers & Fasteners
24062 | BOLT,MACHINE | STAINLESS STEEL. GDE 304; HEX HD; M10; ISO M; 130MM LG; BOX OF 25; | Bolts, Washers & Fasteners
23876 | BOLT,MACHINE | STEEL;GALV;HEX;M20;100 MM LG;W/HEX NUT TO BE FITTED TO BOLT; FULL SIZE SHANK; BAG OF 30; PACKWEIGHT 12KG; | Bolts, Washers & Fasteners
23098 | BOLT,MACHINE | BUS BOLTS AND INSULATING CAPS; SIEMENS TYPE 86282883; FOR USE IN SIEMENS 8DA10 36KV SWGR; | Bolts, Washers & Fasteners
22945 | BOLT,MACHINE | STEEL;GALV;HEX HD;M12;180 MM LG;W/HEX NUT;FULL SIZE SHANK; | Bolts, Washers & Fasteners
22863 | BOLT,MACHINE | STEEL;GALV;HEX;M20 X 50 MM LG;W/HEX NUT TO BE FITTED;FULL-SIZE SHANK;BAG OF 50;PACK WEIGHT ?? KG; | Bolts, Washers & Fasteners
22539 | BOLT,MACHINE | THREADED TINNED COPPER BOLT SET;M12, (M12-M12) FOR CC 17.5-630 NKT ELBOW; ITEMS TO BE PACK IN SET OF 3; | Bolts, Washers & Fasteners
21953 | BOLT,MACHINE | STAINLESS STEEL;GDE 304;HEX HD;M12;ISO M ;100 MM LG;W/HEX NUT;AS1444/DIN 931;BOX OF 25;USED IN SUBSTNS; | Bolts, Washers & Fasteners
21952 | BOLT,MACHINE | STAINLESS STEEL;GDE 304;HEX HD;M12;ISO M ;80 MM LG;W/HEX NUT;AS1444/DIN 931;BOX OF 25;USED IN SUBSTNS; | Bolts, Washers & Fasteners
22315 | BOLT,MACHINE | STEEL;GALV;HEX HD;M20;ISO M;160 MM LG; GDE 4.6;MIN THD 50 MM;NUT NOT SUPPLIED; USED ON CU SET 167-5 OF OCM; | Bolts, Washers & Fasteners
22314 | BOLT,MACHINE | STEEL;GALV;HEX HD;M20;140 MM LG;ISO M; GDE 4.6;MIN THD 50 MM;NUT NOT SUPPLIED; USED ON CU SET 167-4 OF OCM; | Bolts, Washers & Fasteners
21965 | BOLT,MACHINE | STAINLESS STEEL;GDE 304;HEX HD;M16;ISO M ;100 MM LG;W/50 MM LG THD;C/W 2 NUTS, 2 WASHERS & 1 SPRING WASHER;FOR AFLC COUPLING EARTH STICK CONNECTION | Bolts, Washers & Fasteners
21277 | BOLT,MACHINE | STEEL;GALV;BOLT & NUT HEX STRUCTURAL ASSEMBLY;M16;70 MM LG;GDE 8.8;C/W 1 X CL8 GALV WASHER;PACK OF 75; | Bolts, Washers & Fasteners
21268 | BOLT,MACHINE | STAINLESS STEEL,GDE 304;HEX HD;M10;ISO M ;110 MM LG;NUT TO BE ORDERED SEPARATELY ON SC13225;BOX OF 25; | Bolts, Washers & Fasteners
21211 | BOLT,MACHINE | STEEL;GALV;HEX HD;M10;ISO M;110 MM LG; W/HEX NUT TO BE FITTED TO BOLT;FULL- SIZE SHANK;PACK OF 50; | Bolts, Washers & Fasteners
20298 | BOLT,MACHINE | STEEL;GALV;HEX HD;M20;ISO M;600 MM LG; C/W 2 HEX NUTS ATTACHED;HIGH TENSILE GDE 8.8;FULL SHANK,MIN THD 100 MM;MATERIAL GDE 1340;AS1110,AS1111;BAG OF 10;HEAD | Bolts, Washers & Fasteners
20064 | BOLT,MACHINE | STEEL;GALV;HEX HD;M16;ISO M;60 MM LG;C/W HEX NUT ATTACHED;HIGH TENSILE GDE 8.8; 20 MM SHANK;PACK OF 75; | Bolts, Washers & Fasteners
19110 | BOLT,MACHINE | STEEL;GALV;HEX HD;M20;ISO M;500 MM LG; C/W 2 HEX NUTS ATTACHED;HIGH TENSILE GDE 8.8;FULL SIZE SHANK,MIN THD LG 100 MM; MATERIAL GDE 1340;AS1110,AS1111;BAG OF | Bolts, Washers & Fasteners
18547 | BOLT,MACHINE | M16 x 100mm, Hex, S/Steel Gde 316 Bolt c/w S/Steel Gde 304 Hex Nut, Aust Std | Bolts, Washers & Fasteners
18005 | BOLT,MACHINE | STAINLESS STEEL,GDE 316;HEX HD;M12;ISO M ;130 MM LG;BOX OF 25; | Bolts, Washers & Fasteners
17885 | BOLT,MACHINE | STEEL;GALV;HEX HD;M20;ISO M;80 MM LG; W/HEX NUT;FULL-SHANK;BAG OF 50;PACK WEIGHT 15 KG; | Bolts, Washers & Fasteners
17848 | BOLT,MACHINE | STAINLESS STEEL,GDE 304;HEX HD;M16;ISO M ;80 MM LG;W/HEX NUT;AS2837/AS1449 (MATERIAL) AS1111/DIN 931 (DIMENSIONS); PACK OF 25; | Bolts, Washers & Fasteners
17376 | BOLT,MACHINE | STAINLESS STEEL,GDE 304;PAN PHILLIPS HD; M4;ISO M;50 MM LG;C/W HEX NUT & WASHER; AS2837/AS1449 (MATERIAL),AS1111/DIN 931 (DIMENSIONS);BOX OF 100; | Bolts, Washers & Fasteners
14245 | BOLT,MACHINE | D-Head, S/Steel, 3/8" BSW, 30mm Lg c/w Washer & Retaining Grommet, for Elect Supply Pillar Covers | Bolts, Washers & Fasteners
14095 | BOLT,MACHINE | M6 x 65mm, Hex, S/Steel Gde 316 c/w Hex Nut S/Steel Gde 304, Aust Std (P50) | Bolts, Washers & Fasteners
13204 | BOLT,MACHINE | STEEL;GALV;H TENSILE,GDE 8.8;MATERIAL GDE 1340,HEX HD;M20;ISO M;450 MM LG;C/W 2 HEX NUTS ATTACHED,H TENSILE,GDE 8.8; FULL SIZE SHANK,MIN THREAD LG 100 MM; | Bolts, Washers & Fasteners
11598 | BOLT,MACHINE | STEEL;GALV;HEX HD;M20;ISO M; 220 MM LG;W/HEX NUT;FULL-SIZE SHANK, MIN THREAD LENGTH 100 MM;BAG OF 20; | Bolts, Washers & Fasteners
10559 | BOLT,MACHINE | STEEL;GALV;HEX HD;M16;ISO M;160 MM LG; W/HEX NUT TO BE FITTED TO BOLT,FULL-SIZE SHANK | Bolts, Washers & Fasteners
9878 | BOLT,MACHINE | STEEL;GALV;HEX HD;M16;ISO M;30 MM LG; W/HEX NUT TO BE FITTED TO BOLT,FULL- SIZE SHANK;BAG OF 100; | Bolts, Washers & Fasteners
2436418 | BOLT,MACHINE | M16 x 55mm, Hex, Galv, Gde 8.8 c/w Galv Hex Nut | Subtransmission
2436392 | BOLT,MACHINE | M16 x 45mm, Hex, Galv, Gde 8.8 c/w Galv Hex Nut | Subtransmission
2436665 | BOLT,MACHINE | M20 x 210mm, Hex, Galv c/w 2 x Galv Hex Nuts & Spring Washer, Dwg 907224-12 | Subtransmission
9877 | BOLT,MACHINE | STEEL;GALV;HEX HD;M12;ISO M;60 MM LG; W/HEX NUT TO BE FITTED TO BOLT FULL- SIZE SHANK;BAG OF 150,PACK WEIGHT 12.15 KG; | Bolts, Washers & Fasteners
269 | BOLT,MACHINE | STEEL;GALV;HEX HD;M24;ISO M;400 MM LG; W/HEX NUT TO BE FITTED TO BOLT,FULL-SIZE SHANK;BAG OF 10,PACK WEIGHT 14.72 KG; | Bolts, Washers & Fasteners
402 | BOLT,MACHINE | STAINLESS STEEL,GDE 304;HEX HD;M6;ISO M; 40 MM LG;W/HEX NUT;DIN 931/AS1444; BOX OF 100,PACK WEIGHT 1.270 KG; | Bolts, Washers & Fasteners
403 | BOLT,MACHINE | STAINLESS STEEL,GDE 304;HEX HD;M8;ISO M; 30 MM LG;W/HEX NUT;AS1444/DIN 931; BOX OF 100,PACK WEIGHT 2.0 KG; | Bolts, Washers & Fasteners
407 | BOLT,MACHINE | STAINLESS STEEL,GDE 304;HEX HD;M10;ISO M ;40 MM LG;W/HEX NUT;AS2837/AS1449 (MATERIAL),AS1111/DIN 931 (DIMENSIONS); BOX OF 100,PACK WEIGHT 4.6 KG; | Bolts, Washers & Fasteners
408 | BOLT,MACHINE | STAINLESS STEEL,GDE 304;HEX HD;M10;ISO M ;45 MM LG;W/HEX NUT;AS2837/AS1449 (MATERIAL),AS1111/DIN 931 (DIMENSIONS); BOX OF 100; | Bolts, Washers & Fasteners
13963 | BOLT,TEST PLUG,TERMINAL BLOCK. | TO SUIT KLIPPON SAK6N TERMINAL BLOCK;FOR 4 MM DIA TEST PLUG;PACK SIZE 50; | Hardware & Tools
518 | BOLT,U. | STEEL;GALV;M10;ISO M;90 MM LG;66 MM W; C/W 2 GALV HEX NUTS,2 GALV SPRING WASHERS,CLAMP PLATE CP1;SUPPLIED ASSEMBLED;ASSEMBLY ITEM U3;PACK OF 20; | Bolts, Washers & Fasteners
20775 | BOLT,U. | STAINLESS STEEL;MARINE GDE 316;3/4 IN NB ,1/4 IN THREAD;C/W 2 S/S HEX NUTS FOR FOR USE WITH REINHAUSEN OIL SAMPLE PIPE INSTALLATION KIT;PACK OF 1; | Bolts, Washers & Fasteners
18387 | BOLT,U. | STEEL;GALV;M10;ISO M;170 MM LG;66 MM W; C/W 2 GALV HEX NUTS,2 GALV SPRING WASHERS;CLAMP PLATE CP1;ASSEMBLY ITEM UB14;REFER ENERGEX DWG LOSTD-FX004-14; | Bolts, Washers & Fasteners
18379 | BOLT,U. | STEEL;GALV;M10;ISO M;65 MM LG;35 MM W; C/W 2 GALV HEX NUTS,2 GALV SPRING WASHERS;CLAMP PLATE CP5;ASSEMBLY ITEM U6 ;REFER ENERGEX DWG LOSTD-FX004-06; | Bolts, Washers & Fasteners
520 | BOLT,U. | STEEL;GALV;M10;ISO M;110 MM LG;76 MM W; C/W 2 GALV HEX NUTS,2 GALV SPRING WASHERS,GALV CLAMP PLATE CP3;TO BE SUPPLIED ASSEMBLED;ASSEMBLY ITEM U5; | Bolts, Washers & Fasteners
23183 | BOLT-NUT SET | CAGE NUT SET; CAGE NUT M6 SCREW AND WASHER; SILVER PKT 50; | Bolts, Washers & Fasteners
2490746 | BOOK,RECORD | A4 Booklet, Carbon Copy, Digitial Meter Installation Defect Report Booklet | Signs
17391 | BOOTS,SAFETY | Oliver, Men's Full Ankle, Beige/Brown, Elastic Sided, Suede Leather, Steel Toe, PU Sole, EH Resistant, Sizes 4 to 13, Half Sizes 6.5 to 10.5 | HS & PPE
17394 | BOOTS,SAFETY | Oliver, 150mm Full Ankle, Brown, Lace Up, Leather, Steel Toe, PU Sole, Slip Resistant, Anti-Static, Sizes 4 to 14, Half Sizes 6.5 to 12.5 | HS & PPE
17395 | BOOTS,SAFETY | Oliver, 150mm, Wheat, Lace Up, Nubuck Leather, Composite Toe, PU/TPU Sole, EH Resistant, Sizes 4 to 14, Half Sizes 6.5 to 10.5 | HS & PPE
17393 | BOOTS,SAFETY | Oliver, Men's Full Ankle, Wheat, Lace Up, Nubuck Leather, Steel Toe, PU/TPU Sole, EH Resistant, Sizes 4 to 13, Half Sizes 6.5 to 10.5 | HS & PPE
17392 | BOOTS,SAFETY | Oliver, Men's Full Ankle, Black, Elastic Sided, Full Grain Leather, Steel Toe, PU Sole, EH Resistant, Sizes 4 to 13, Half Sizes 6.5 to 10.5 | HS & PPE
2494813 | BOOTS,SAFETY | KingGee, Quantum Hybrid, Cedar/Black, Lace Up/Zip Sided, Leather & Nylon, Composite Toe, Anti-Static, Sizes 3 to 16, Half Sizes 7.5 to 10.5 | HS & PPE
2494805 | BOOTS,SAFETY | KingGee, Quantum Hybrid, Wheat/Black, Lace Up/Zip Sided, Leather & Nylon, Composite Toe, Anti-Static, Sizes 3 to 16, Half Sizes 7.5 to 10.5 | HS & PPE
2494748 | BOOTS,SAFETY | Blundstone, Unisex Extreme, Black, Lace Up/Zip Sided, Leather, Steel Toe, Rubber Sole, Chemical & Water Resistant, Sizes 5 to 14, Half Sizes 7.5 to 10.5 | HS & PPE
2494730 | BOOTS,SAFETY | Blundstone, Unisex Jogger, Black, Lace Up, Breathable Nylon, Composite Toe Anti-Static, Sizes 5 to 13 | HS & PPE
2494722 | BOOTS,SAFETY | Blundstone, Unisex Jogger, Black/White, Lace Up, Breathable Nylon, Composite Toe Anti-Static, Sizes 5 to 13 | HS & PPE
2494714 | BOOTS,SAFETY | Blundstone, Unisex Executive, Black, Elastic Sided, Leather, Steel Toe, Broad Fit, Sizes 7 to 12, Half Sizes 8.5 to 10.5 | HS & PPE
2494706 | BOOTS,SAFETY | Blundstone, 150mm Unisex XFoot, Wheat, Lace Up/Zip Sided, Leather, Steel Toe, Rubber Sole, Sizes 5 to 14, Half Sizes 7.5 to 10.5 | HS & PPE
2494698 | BOOTS,SAFETY | Blundstone, 185mm Unisex XFoot High-Leg, Black, Lace Up, Leather, Steel Toe, Rubber Sole, Water Resistant, Sizes 5 to 13, Half Sizes 7.5 to 10.5 | HS & PPE
2494680 | BOOTS,SAFETY | Blundstone, 150mm Women's RotoFlex, Stone, Lace Up/Zip Sided, Composite Toe, Sizes 5 to 12, Half Sizes 6.5 to 10.5 | HS & PPE
2494672 | BOOTS,SAFETY | Blundstone, 150mm Women's RotoFlex, Wheat, Lace Up/Zip Sided, Composite Toe, Sizes 5 to 12, Half Sizes 6.5 to 10.5 | HS & PPE
2494664 | BOOTS,SAFETY | Blundstone, 150mm Unisex RotoFlex, Black, Lace Up/Zip Sided, Composite Toe, Sizes 3 to 15, Half Sizes 7.5 to 10.5 | HS & PPE
2494656 | BOOTS,SAFETY | Blundstone, 150mm Unisex RotoFlex, Wheat, Lace Up/Zip Sided, Composite Toe, Sizes 5 to 14, Half Sizes 7.5 to 10.5 | HS & PPE
2494649 | BOOTS,SAFETY | Blundstone, 135mm Unisex RotoFlex, Stone, Lace Up/Zip Sided, Composite Toe, Sizes 4 to 14, Half Sizes 7.5 to 10.5 | HS & PPE
2494631 | BOOTS,SAFETY | Blundstone, 135mm Unisex RotoFlex, Wheat, Lace Up/Zip Sided, Composite Toe, Sizes 4 to 14, Half Sizes 7.5 to 10.5 | HS & PPE
2494623 | BOOTS,SAFETY | Blundstone, 150mm Women's Jogger/Hiker, Black, Lace Up/Zip Sided, Leather, Composite Toe, Anti-Static, Sizes 5 to 11, Half Sizes 6.5 to 9.5 | HS & PPE
25103 | BOOTS,SAFETY | Oliver, 150mm Hiker, Wheat, Lace Up/ Zip Sided, Leather, Steel Toe, PU Sole, Heat & Slip Resistant, Anti-Static, Sizes 4 to 16, Half Sizes 6.5 to 12.5 | HS & PPE
25102 | BOOTS,SAFETY | Oliver, Women's, Wheat, Lace Up, Nubuck Leather, Steel Toe, PU Sole, Slip Resistant, Sizes 5 to 10 | HS & PPE
2494912 | BOOTS,SAFETY | KingGee, Vapour Hybrid Jogger, Black/ Grey, Lace Up, Sublimated Proton Mesh, Knit Collar, Composite Toe, Slip Resistant, Anti-Static, Sizes 6 to 15 | HS & PPE
2494896 | BOOTS,SAFETY | KingGee, Terra Firma Hybrid, Black/ Forest Green, Lace Up/Zip Sided, Microfibre, Composite Toe, Anti-Static, Sizes 3 to 14 | HS & PPE
2494888 | BOOTS,SAFETY | KingGee, Terra Firma Hybrid, Black/ Burnt Orange, Lace Up/Zip Sided, Microfibre, Composite Toe, Anti-Static, Sizes 3 to 14 | HS & PPE
2494870 | BOOTS,SAFETY | KingGee, Tradie 6Z, Black, Lace Up/Zip Sided, Leather & Nylon, Composite Toe, Heat & EH Resistant, Sizes 6 to 14, Half Sizes 7.5 to 10.5 | HS & PPE
2494862 | BOOTS,SAFETY | KingGee, 150mm Phoenix 6C Metguard, Wheat, Lace Up, Leather, Composite Toe, EH Resistant, Sizes 3 to 16, Half Sizes 7.5 to 10.5 | HS & PPE
2494854 | BOOTS,SAFETY | KingGee, 200mm Bennu Rigger, Black, Hinged Lace Pocket/Zip Sided, Leather, Steel Toe, Sizes 3 to 16, Half Sizes 7.5 to 10.5 | HS & PPE
2494847 | BOOTS,SAFETY | KingGee, 200mm Bennu Rigger, Wheat, Hinged Lace Pocket/Zip Sided, Leather, Steel Toe, Sizes 3 to 16, Half Sizes 7.5 to 10.5 | HS & PPE
2494839 | BOOTS,SAFETY | KingGee, Phoenix, Wheat, Lace Up/ Zip Sided, Leather, Composite Toe, Heat Resistant, Sizes 3 to 16, Half Sizes 7.5 to 10.5 | HS & PPE
2494821 | BOOTS,SAFETY | KingGee, Quantum Hybrid, Black, Lace Up/Zip Sided, Leather & Nylon, Composite Toe, Anti-Static, Sizes 3 to 16, Half Sizes 7.5 to 10.5 | HS & PPE
2495141 | BOOTS,SAFETY | Uvex, 135mm 2 X-Flow, Wheat/Tan, Lace Up/Zip Sided, Leather, Composite Toe, Water Resistant, Extra Wide, Sizes 7 to 10, Half Size 10.5 | HS & PPE
2495117 | BOOTS,SAFETY | Oliver, Ankle, Wheat, Lace Up/Zip Sided, Leather, Steel Toe, Heat/Slip/EH Resistant, Sizes 4 to 13, Half Sizes 6.5 to 10.5 | HS & PPE
2495083 | BOOTS,SAFETY | Oliver, Women's Ankle, Black, Lace Up/Zip Sided, Full Grain Leather, Steel Toe, Anti-Static, Sizes 5 to 10 | HS & PPE
2495075 | BOOTS,SAFETY | Oliver, 250mm Rigger, Brown, Pull-On, Leather, Steel Toe, Heat/Slip/EH Resistant, Sizes 4 to 13, Half Sizes 6.5 to 10.5 | HS & PPE
2495067 | BOOTS,SAFETY | Oliver, Executive, Black, Zip Sided, Leather, Steel Toe, Anti-Static, Sizes 6 to 13, Half Sizes 6.5 to 10.5 | HS & PPE
2495059 | BOOTS,SAFETY | Oliver, 150mm Ankle, Black, Lace Up/ Zip Sided, Full Grain Leather, Steel Toe Slip Resistant, Anti-Static, Sizes 4 to 16, Half Sizes 6.5 to 12.5 | HS & PPE
2495042 | BOOTS,SAFETY | Oliver, 150mm Ankle, Black, Lace Up, Full Grain Leather, Steel Toe, Slip Resistant, Anti-Static, Sizes 4 to 14, Half Sizes 6.5 to 12.5 | HS & PPE
2495034 | BOOTS,SAFETY | Oliver, 150mm Hiker, Black, Lace Up/ Zip Sided, Leather, Composite Toe, Heat/Slip/EH Resistant, Sizes 5 to 14, Half Sizes 6.5 to 10.5 | HS & PPE
2495026 | BOOTS,SAFETY | Oliver, 150mm Men's Ankle, Brown, Elastic Sided, Leather, Composite Toe, Sizes 5 to 14, Half Sizes 6.5 to 10.5 | HS & PPE
2495174 | BOOTS,SAFETY | Uvex, 150mm 3 X-Flow, Black/Tan, Lace Up/Zip Sided, Leather, Composite Toe, Water Resistant, Std Width, Sizes 6 to 13, Half Sizes 6.5 & 10.5 | HS & PPE
2495166 | BOOTS,SAFETY | Uvex, 150mm 3 X-Flow, Black/Tan, Lace Up/Zip Sided, Leather, Composite Toe, Water Resistant, Extra Wide, Sizes 7 to 10, Half Sizes 10.5 | HS & PPE
2495158 | BOOTS,SAFETY | Uvex, 135mm 2 X-Flow, Wheat/Tan, Lace Up/Zip Sided, Leather, Composite Toe, Water Resistant, Std Width, Sizes 6 to 13, Half Sizes 6.5 & 10.5 | HS & PPE
2495018 | BOOTS,SAFETY | Oliver, 150mm, Wheat, Lace Up/Zip Sided, Nubuck Leather, Composite Toe, PU/TPU Sole, EH Resistant, Sizes 5 to 14, Half Sizes 6.5 to 10.5 | HS & PPE
2495000 | BOOTS,SAFETY | Oliver, 130mm Hiker, Stone, Lace Up/ Zip Sided, Leather, Composite Toe, Heat/Slip/EH Resistant, Sizes 5 to 14, Half Sizes 6.5 to 10.5 | HS & PPE
2494995 | BOOTS,SAFETY | Oliver, 130mm Hiker, Black, Lace Up/ Zip Sided, Leather, Composite Toe, Heat/Slip/EH Resistant, Sizes 5 to 14, Half Sizes 6.5 to 10.5 | HS & PPE
2494987 | BOOTS,SAFETY | Oliver, 130mm Hiker, Wheat, Lace Up/ Zip Sided, Leather, Composite Toe, Heat/Slip/EH Resistant, Sizes 5 to 14, Half Sizes 6.5 to 10.5 | HS & PPE
2494979 | BOOTS,SAFETY | Oliver, 130mm Hiker, Stone, Lace Up/ Zip Sided, Leather, Steel Toe, Heat & Slip Resistant, Anti-Static, Sizes 4 to 14, Half Sizes 6.5 to 12.5 | HS & PPE
2494961 | BOOTS,SAFETY | Oliver, 130mm Hiker, Black, Lace Up/ Zip Sided, Leather, Steel Toe, Heat & Slip Resistant, Anti-Static, Sizes 4 to 14, Half Sizes 6.5 to 12.5 | HS & PPE
2494953 | BOOTS,SAFETY | Oliver, 130mm Hiker, Wheat, Lace Up/ Zip Sided, Leather, Steel Toe, PU Sole, Heat & Slip Resistant, Anti-Static, Sizes 4 to 14, Half Sizes 6.5 to 12.5 | HS & PPE
2494946 | BOOTS,SAFETY | Oliver, Ankle Jogger, Grey/Yellow, Lace Up, Textile & TPU, Composite Toe, ESD, Heat & Slip Resistant, Sizes 5 to 14, Half Sizes 6.5 to 10.5 | HS & PPE
25101 | BOOTS,SAFETY | Oliver, Women's, Wheat, Lace Up/ Zip Sided, Leather, Steel Toe, PU Sole, Slip Resistant, Anti-Static, Sizes 5 to 10 | HS & PPE
25100 | BOOTS,SAFETY | BLUNDSTONE UNISEX ZIP UP EXECUTIVE SAFTEY BOOT BLACK; STEEL CAPPED SIDE ZIP COMFORT IMPACT FOR HEEL STRIKE IMPACT; MEN'S SIZE 5 -13 (1/2 SIZES 7.5 - 10.5); | HS & PPE
25094 | BOOTS,SAFETY | WOMENS STEEL BLUE ARGYLE WORKBOOTS; WHEAT COLOUR; STEEL CAP LACE UP; PADDED ANKLE COLLAR & TONGUE; THERMO PLASTIC URETHAN (TPU) OUTSOLE; SIZE RANGE 4-11; | HS & PPE
21486 | BOOTS,SAFETY | Oliver, 200mm Rigger, Wheat, Lace Up/ Zip Sided, Leather, Steel Toe, PU Sole, Slip Resistant, Anti-Static, Sizes 4 to 14, Half Sizes 6.5 to 12.5 | HS & PPE
21502 | BOOTS,SAFETY | Oliver, 150mm Hiker, Wheat, Lace Up, Leather, Steel Toe, PU Sole, Heat & Slip Resistant, Anti-Static, Sizes 4 to 14, Half Sizes 6.5 to 12.5 | HS & PPE
20833 | BOOTS,SAFETY | Oliver, Ankle Jogger, Black, Lace Up, Nubuck Leather, Steel Toe, Water/EH Resistant, Anti-Static, Sizes 4 to 13, Half Sizes 6.5 to 10.5 | HS & PPE
23413 | BOTTLE, EYE | TOBIN REPLACEMENT BOTTLE; PACK OF 2 X 1 LITRE SINGLE USE EYEWASH BOTTLES;TCB126; | HS & PPE
24217 | BOX, ESCAPE | Orange, 200 x 100 x 500mm, EWP Plastic Escape Box Only, to house Descending Rope | PPE, Hardware & Tools
12180 | BOX,ELECTRICAL,MULTIAPPLICATION. | STEEL,POLYESTER BASE COATING- 800 MM H,600 MM W,320 MM D; WEATHERPROOF TO IP55,HINGED DOOR, REMOVABLE EQUIPMENT MTG PLATE EARTH STUD | Hardware & Tools
15869 | BOX,ELECTRICAL,MULTIAPPLICATION. | 600 MM W X 400 MM H X 300 MM D AL; WEATHERPROOF TO IP55;SLIDING DOOR, REMOVABLE EQUIP PLATE;FOR USE IN SUBSTATION SWITCH YARDS;PACK OF | Fabricated Metalware
16091 | BOX,ELECTRICAL,MULTIAPPLICATION. | PVC BOX;360 MM X 260 MM APPROX; WEATHERPROOF;C/W ISOLATION TRANSFORMER ENCLOSED;15 KV; 240 V/240 V,100 VA; | Misc Non-Contract Items
15871 | BOX,ELECTRICAL,MULTIAPPLICATION. | ALUMINIUM;800 MM X 600 MM X 400 MM; WEATHERPROOF TO IP55;HINGED DOOR, REMOVABLE EQUIP PLATE;FOR USE IN SUBSTATION SWITCH YARDS;PACK OF | Fabricated Metalware
18629 | BOX,ELECTRICAL,MULTIAPPLICATION. | ALUMINIUM;800 MM H,600 MM W,400 MM D; CT MARSHALLING;BUS ZONE CT ASSEMBLY;PACK OF 1,PACK WEIGHT 16 KG;SUPPLIED COMPLETE WITH SC15871 WEATHERPROOF BOX; | Fabricated Metalware
18632 | BOX,ELECTRICAL,MULTIAPPLICATION. | ALUMINIUM;800 MM H,600 MM W,400 MM D; CT MARSHALLING;5 CT ASSEMBLY;PACK OF 1, PACK WEIGHT 16 KG;SUPPLIED COMPLETE WITH SC15871 WEATHERPROOF BOX; | Misc Non-Contract Items
18775 | BOX,ELECTRICAL,MULTIAPPLICATION. | ALUMINIUM;800 MM W,600 MM H,400 MM D; CT MARSHALLING;2 CT ASSEMBLY; | Misc Non-Contract Items
18971 | BOX,ELECTRICAL,MULTIAPPLICATION. | ALUMINIUM;1000 MM H,800 MM W,400 MM D; WEATHERPROOF TO IP55;HINGED DOOR; REMOVABLE DOOR;REMOVABLE EQUIP PLATE; FOR USE IN SUBSTATION SWITCHYARDS; | Misc Non-Contract Items
24877 | BOX,ELECTRICAL,MULTIAPPLICATION. | SUBSTATION VOLTAGE TRANSFORMER JUNCTION BOX; ENCLOSURE 316 STAINLESS STEEL IP66; 400 H X 600 W X 200MM D, S/DOOR; SUNSTATION VT JUNCTION BOX; | Substation
23811 | BOX,ELECTRICAL,MULTIAPPLICATION. | WALL MOUNTED, AFLC LINK BOX ENCLOSURE; AUDIO FREQUENCY LOAD CONTROL; ISOLATION LINKS INSTALLED H343XW330XD254 S/DOOR; | Misc Non-Contract Items
23810 | BOX,ELECTRICAL,MULTIAPPLICATION. | ENCLOSURE W/MOUNT M/STEEL IP66; H1200xW800xD300mm S/DOOR; | Misc Non-Contract Items
22705 | BOX,ELECTRICAL,MULTIAPPLICATION. | POLYCARBONATE;280 MM LG X 190 MM W; C/W IZUMI RH4B 110 V DC RELAY;FOR USE AS BATTERY INTERUPT RELAY IN MODULAR SUBSTNS; | Misc Non-Contract Items
22709 | BOX,ELECTRICAL,MULTIAPPLICATION. | STEEL; 500 MM LG X 400 MM W X 300 MM D; IP66; C/W INTERNAL EQUIPMENT PLATE; USED IN SUBSTNS; | Misc Non-Contract Items
22704 | BOX,ELECTRICAL,MULTIAPPLICATION. | STEEL;500 MM H X 400 MM W X 300 MM D; IP66;C/W RELAY,FUSE LINKS & TERMINALS; FOR USE IN C & I SUBSTNS; | Misc Non-Contract Items
22693 | BOX,ELECTRICAL,MULTIAPPLICATION. | POLYCARBONATE;280 MM LG,190 MMW;C/W COPPER BAR;INSULATORS,NUTS & BOLTS; MARSHALLING BOX USED WITH 110 V DC BATTERY;USED IN SUBSTNS; | Misc Non-Contract Items
22469 | BOX,ELECTRICAL,MULTIAPPLICATION. | STAINLESS STEEL;600 MM H,400 MM W,200 MM D;BASEMENT VENTILATION;SINGLE PHASE; USED IN SUBSTNS; | Misc Non-Contract Items
21951 | BOX,ELECTRICAL,MULTIAPPLICATION. | STAINLESS STEEL;600 MM H,400 MM W,200 MM D;BASEMENT VENTILATION; 3 PHASE;USED IN SUBSTNS;DWG CCMAST-AR063-01 AMT B & DWG CCMAST-SC211-01 AMT B; | Misc Non-Contract Items
21872 | BOX,ELECTRICAL,MULTIAPPLICATION. | STAINLESS STEEL;1200 MM H, 800 MM W,400 MM DC/W SICM & F/O CONV; SUBSTATION SECURITY PANEL; ;FOR USE IN SUBSTATION S/YARDS; | Misc Non-Contract Items
21857 | BOX,ELECTRICAL,MULTIAPPLICATION. | POLYCARBONATE;198 MM H,294 MM W;C/W 2 SWITCHES;1 X STRAIGHT SOCKET OUTLET, 1 X ROUND SOCKET OUTLET;RCD & LID; | Hardware & Tools
21844 | BOX,ELECTRICAL,MULTIAPPLICATION. | ALUMINIUM;1200 MM H;800 MM W;400 MM D; WEATHER PROOF TO IP55;HINGED DOOR; REMOVEABLE EQUIP PLATE;FOR USE IN SUBSTATION SWITCHYARDS; | Misc Non-Contract Items
23801 | BOX,ELECTRICAL,MULTIAPPLICATION. | ALARM INTERFACE PANEL; IP66; 1000MMH, 600MMW, 300MMD; INDOOR USE | Misc Non-Contract Items
20044 | BOX,ELECTRICAL,MULTIAPPLICATION. | REVENUE METERING MARSHALLING BOX; POLYCARBONATE; 558MM (L) X 378MM (W) 150MM (D); INDOOR USE; TERMINALS; COVER SUPPORT; MOUNTING RAIL; TERMINAL COVER; | Misc Non-Contract Items
21475 | BOX,ELECTRICAL,MULTIAPPLICATION. | POLYCARBONATE;560 MM H,380 MM W; UNDER FREQUENCY LOAD SHED MARSHALLING BOX;REFER DWG CCSTD-AR064-13; | Misc Non-Contract Items
21472 | BOX,ELECTRICAL,MULTIAPPLICATION. | ALUMINIUM;800 MM H X 600 MM W X 400 MM D ;ALARM INTERFACE PANEL (AUXILARY); | Misc Non-Contract Items
21367 | BOX,ELECTRICAL,MULTIAPPLICATION. | ALUMINIUM;800 MM H,600 MM W,320 MM D; ALARM INTERFACE PANEL; | Misc Non-Contract Items
21292 | BOX,ELECTRICAL,MULTIAPPLICATION. | STAINLESS STEEL;600 MM H,400 MM W,200 MM D;VENTILATION FAN CONTROL; | Misc Non-Contract Items
21190 | BOX,ELECTRICAL,MULTIAPPLICATION. | POLYCARBONATE;280 MM H,190 MM W,130 MM D;WEATHERPROOF TO IP67;SCREW ON COVER; ENCLOSURE;BASE LID & PLATE TO BE ASSEMBLED AS EJKB130G + M PLATE EKJVT; | Hardware & Tools
20072 | BOX,ELECTRICAL,MULTIAPPLICATION. | POLYCARBONATE;600 MM H,400 MM W, 220 MM D;C/W HINGED DOOR;ENCLOSURE FIBOX CAB PC604022G 3B; C/W MOUNTING PLATE PART#FIBEKIV54; PACK OF 1; | Hardware & Tools
19909 | BOX,ELECTRICAL,MULTIAPPLICATION. | POLYCARBONATE;560 MM W;380 MM H;180 MM D ;WEATHERPROOF TO IP67;SCREW ON TRANSPARENT COVER;ENCLOSURE PC563818T WITH MTG PLATE EKUVT; | Hardware & Tools
18970 | BOX,ELECTRICAL,MULTIAPPLICATION. | ALUMINIUM;1000 MM H,800 MM W,400 MM D; WAETHERPROOF TO IP55;HINGED DOOR; REMOVABLE EQUIP PLATE;HINGED ADJUSTABLE EQUIP PLATE;HINGED ADJUSTABLE EQUIP | Misc Non-Contract Items
18633 | BOX,ELECTRICAL,MULTIAPPLICATION. | ALUMINIUM;400 MM H,600 MM W,300 MM D; J BOX ASSEMBLY;PACK OF 1,PACK WEIGHT 16 KG;SUPPLIED COMPLETE WITH SC15869 WEATHERPROOF BOX; | Fabricated Metalware
18630 | BOX,ELECTRICAL,MULTIAPPLICATION. | ALUMINIUM;400 MM H,600 MM W,300 MM D; CT MARSHALLING;4 CT ASSEMBLY;PACK OF 1, PACK WEIGHT 16 KG;SUPPLIED COMPLETE WITH SC15869 WEATHERPROOF BOX; | Misc Non-Contract Items
18627 | BOX,ELECTRICAL,MULTIAPPLICATION. | ALUMINIUM;600 MM W,400 MM H,300 MM D; CT MARSHALLING;3 CT ASSEMBLY;PACK OF 1, PACK WEIGHT 16 KG;SUPPLIED COMPLETE WITH SC15869 WEATHERPROOF BOX; | Misc Non-Contract Items
18112 | BOX,ELECTRICAL,MULTIAPPLICATION. | STEEL,ALUMINIUM;1600 MM H X 600 MM W X 600 MM D;WEATHERPROOF TO IP55:HINGED DOOR FRONT & REAR;WITH 19 IN ANGLE SUPPORTS FRONT & BACK;FOR STEEL BASE | Hardware & Tools
15870 | BOX,ELECTRICAL,MULTIAPPLICATION. | ALUMINIUM;800 MM X 600 MM X 400 MM; WEATHERPROOF TO IP55;HINGED DOOR, REMOVABLE EQUIP PLATE,HINGED ADJUSTABLE REMOVABLE EQUIP PLATE;FOR USE IN | Misc Non-Contract Items
15757 | BOX,ELECTRICAL,MULTIAPPLICATION. | POLYCARBONATE;380 MM H,280 MM W,230 MM D ;WEATHERPROOF TO IP67;SCREW ON COVER; ENCLOSURE EK PK230G,HINGES MB10622S,MTG PLATE EKPVTP;ASSEMBLED;PACK OF 1; | Hardware & Tools
8591 | BOX,INTERMEDIATE PACKAGING | Cardboard, Corrugated NO. 3 "C" Flute; Regular Scored & Slotted; Glued; 203 MM LG ID;127 MM W ID;127 MM D ID; Knock-Down Form; Pallet QTY 1560 | General
20228 | BOX,INTERMEDIATE PACKAGING | CARDBOARD CARTON PLAIN;450-C (1); 500 MM X 200 MM X 200 MM;RSC; GLUED INSIDE;MIN BUY 960,PACK WEIGHT APPROX 250 KG; | General
16458 | BOX,INTERMEDIATE PACKAGING | CARDBOARD,CORROGATED NO 3 'C' FLUTE; REGULAR SCORED & SLOTTED;GLUED;426 MM LG ;284 MM W;300 MM H;KNOCK-DOWN FORM; PALLET OF 700,PALLET WEIGHT 495 KG;USED | General
15930 | BOX,INTERMEDIATE PACKAGING | CARDBOARD,CORRUGATED NO 3 C FLUTE; REGULAR SCORED & SLOTTED;GLUED;305 MM LG ;155 MM W;142 MM H KNOCK-DOWN FORM;10 PALLET OF 1700;PALLET WEIGHT 200 KG; | General
8592 | BOX,INTERMEDIATE PACKAGING | CARDBOARD,CORRUGATED NO. 3 "C" FLUTE; REGULAR SCORED & SLOTTED;GLUED; 280 MM LG ID;255 MM W ID;215 MM D ID; KNOCK-DOWN FORM;PALLET OF 800 | General
8593 | BOX,INTERMEDIATE PACKAGING | CARDBOARD,CORRUGATED NO. 3 "C" FLUTE; REGULAR SCORED & SLOTTED;GLUED; ;406 MM LG ID356 MM W ID;381 MM D ID; KNOCK-DOWN FORM;BUNDLE OF 20,PACK | General
18016 | BOX,STORAGE | Orange Crate, Plastic Bin Type, 538 x 362 x 334mm, for Rediquip | Hardware & Tools
2465763 | BOX,STORAGE | HZQ200 Storage Bin, Heavy Duty, 70Ltr, Dark Grey c/w Lid, Wheels & Handles | HS & PPE
2471316 | BOX,STORAGE | Plastic, 300 x 300mm, Yellow, for Pole Top Rescue Kit | Height Safety
2498574 | BOX,STORAGE | Metabox 145, Empty, for Metabo H-Class Battery Vacuum | Tools & Equipment
14776 | BOX,STREET LIGHT,JOINT USE | CAST ALUMINIUM;320 MM NOM H,200 MM NOM W ,160 MM NOM D;HOUSING 16A 6 KA MCB, CONTACTOR,MOUNTING RAIL,TERMINAL BLOCKS & PE CELL BASE; | Misc Non-Contract Items
16432 | BOX,STREET LIGHT,JOINT USE | CAST ALUMINIUM;WIRED COMPLETE WITH 15/16 AMP 6 KA 240 V SP MCB AND TERMINAL BLOCK;FOR USE WITH STREET LIGHT POLES; PACK OF 1; | Street Lights
14837 | BOX,TOTE | Lamson Bin, Size 2, 500mm Lg, 310mm W, 200mm H, Polypropylene, Stackable, Open End w/o Lid | PPE, Hardware & Tools
24833 | BOX,TOTE | No. 5, 290mm Lg, 363mm W, 145mm H, Polypropylene, Stackable, Open End w/o Lid | PPE, Hardware & Tools
24832 | BOX,TOTE | No. 4, 290mm Lg, 178mm W, 143mm H, Polypropylene, Stackable, Open End w/o Lid | PPE, Hardware & Tools
14845 | BOX,TOTE | Lamson Bin, Size 10, 645mm Lg, 413mm W, 276mm H, Polypropylene, Stackable, Open End w/o Lid | PPE, Hardware & Tools
14844 | BOX,TOTE | Lamson Bin, Size 6, 95mm Lg, 100mm W, 55mm H, Polypropylene, Stackable, Open End w/o Lid | PPE, Hardware & Tools
14840 | BOX,TOTE | Lamson Bin, Size 3ZD, 350mm Lg, 465mm W, 150mm H, Polypropylene, Stackable, Open End w/o Lid | PPE, Hardware & Tools
14841 | BOX,TOTE | Lamson Bin, Size 3Z, 350mm Lg, 210mm W, 150mm H, Polypropylene, Stackable, Open End w/o Lid | PPE, Hardware & Tools
14843 | BOX,TOTE | Lamson Bin, Size 5, 165mm Lg, 100mm W, 80mm H, Polypropylene, Stackable, Open End w/o Lid | PPE, Hardware & Tools
14842 | BOX,TOTE | Lamson Bin, Size 4, 230mm Lg, 150mm W, 125mm H, Polypropylene, Stackable, Open End w/o Lid | PPE, Hardware & Tools
2466 | BRACE,BIT,RATCHET | OPEN TYPE 12 POINT RATCHET;(250 MM) SWEEP;NICKEL PLATED FINISH;HARDWOOD HD & HANDLE;UNIVERSAL JAWS & SELF CENTRING CHUCK;BALL-BEARING HD;U/W | PPE, Hardware & Tools
2559 | BRACE,CROSSARM | Type 650C, 650 x 40 x 8mm, 2 x 18mm Dia Holes, Galv Steel, Bundle of 10 | Line Support Equip
2560 | BRACE,CROSSARM | STEEL;GALV;1000 MM LG,50 MM W,10 MM THK; 2 X 18 MM DIA HOLES;930 MM C TO C;MFL 15 KN COMPRESSION;BUNDLE OF 5,WEIGHT 20 KG; | Line Support Equip
2487544 | BRACE,CROSSARM | Type 650C, S/Steel Gde 316, Deburr All Edges, Similar to QESI Dwg 01-11-02 Issue C (P10) | Line Support Equip
104797 | BRACE,CROSSARM | Type 1000T, S/Steel Gde 316, Deburr All Edges, Dwg 01-11-02 Issue C (P10) | Line Support Equip
104796 | BRACE,CROSSARM | Type 650T, S/Steel Gde 316, Deburr All Edges, Dwg 01-11-02 Issue C (P10) | Line Support Equip
2487551 | BRACE,CROSSARM | Type 1000C, S/Steel Gde 316, Deburr All Edges, Similar to QESI Dwg 01-11-02 Issue C (P10) | Line Support Equip
18539 | BRACKET, CANTILEVER | STEEL;GALV HOT DIPPED;470 MM LG; PACK OF 1,PACK WEIGHT 3.0 KG; | Line Support Equip
18540 | BRACKET, CANTILEVER | STEEL;GALV HOT DIPPED;780 MM LG; PACK OF 1,PACK WEIGHT 3 KG. | U/G Accessories
18541 | BRACKET, CANTILEVER | STEEL;GALV HOT DIPPED;635 MM LG; PACK OF 1,PACK WEIGHT 3.44 KG; | Line Support Equip
242362 | BRACKET, CANTILEVER | STEEL;GALV;750 MM LG; PACK OF 1,PACK WEIGHT 4 KG; | Line Support Equip
243683 | BRACKET, CANTILEVER | STEEL;GALV;250 MM LG;PACK OF 1, PACK WEIGHT 1.08 KG; | Line Support Equip
21848 | BRACKET, CANTILEVER | STEEL;GALV HOT DIPPED;600 MM LG;E1001 ARM;PACK OF 1,PACK WEIGHT 4.29 KG; | Substation
21497 | BRACKET, CANTILEVER | STEEL;GALV HOT DIPPED;320 MM LG;PACK OF 1;PACK WEIGHT 1.7 KG; | Substation
242693 | BRACKET, CANTILEVER | STEEL;GALV; 550 MM LG; PACK OF 1,PACK WEIGHT 3 KG; | Hardware & Tools
239194 | BRACKET, CANTILEVER | STEEL; GALV; 400 MM LG; PACK OF 1,PACK WEIGHT 1.2 KG; | Line Support Equip
3076 | BRACKET,ANGLE | CHANNEL CLIP,HVY DUTY;STEEL;GALV; 54 MM X 41 MM X 27 MM;Z SHAPE FITTING; PACK OF 20,PACK WEIGHT 4.25 KG; | Line Support Equip
3081 | BRACKET,ANGLE | CHANNEL CLIP,HVY DUTY;STEEL;GALV; 51 MM X 48 MM;90 DEG ANGLE FITTING; PACK OF 25,PACK WEIGHT 4.25 KG; | Line Support Equip
12466 | BRACKET,ANGLE | L SHAPED BRACKET;STEEL,FLAT MILD;GALV; FOR SUPPORTING SERVICE BRIDGING CABLES ON CROSSARMS;BAGS OF 100, WEIGHT 5.0 KG; ;FOR LV BRIDGING SUPPORT ON CROSSARMS; | Line Support Equip
3077 | BRACKET,ANGLE | CHANNEL CLIP,HVY DUTY;STEEL;GALV; 137 MM X 42 MM X 41 MM;U SHAPE FITTING; PACK OF 10,PACK WEIGHT 3.30 KG; | Line Support Equip
18466 | BRACKET,ANGLE | GALV; BASE PLATE; 150 MM X 150 MM;C/W 4 HOLES 14 MM DIA;PACK OF 12,PACK WEIGHT 6.35 KG; | Line Support Equip
2442366 | BRACKET,ANGLE | CA3, Support Bracket, Galv, Dwg 911073-01 Item 3 | Subtransmission
23799 | BRACKET,ANGLE | Gusset Angle Fitting, 90 Deg, 6 Hole Braced Fitting, 14mm Dia Holes, HD Galv Steel, suit Unistrut Stuctural Channel, 102 x 102 x 40mm, 6mm Thk | Line Support Equip
21802 | BRACKET,ANGLE | L SHAPED PLATE;HOT DIPPED GALV; 90 MM X 90 X 3 X 14 MM HOLES; | Substation Accessories
21499 | BRACKET,ANGLE | STEEL;GALV HOT DIPPED;90 MM X 51 MM X 40 MM W;6 MM THK;HOLE DIA 14 MM;RH; WEIGHT 0.25 KG; | Substation Accessories
21498 | BRACKET,ANGLE | STEEL;GALV HOT DIPPED;90 MM X 51 MM X 40 MM W ;6 MM THK;HOLE DIA 14 MM; LH; WEIGHT 0.25 KG; | Substation Accessories
19702 | BRACKET,ANGLE | GALV;150 MM X 150 MM;40 MM W;6 MM THK; HOLE DIA 14 MM;FOR USE WITH DOUBLE STRUT;PACK OF 4, PACK WEIGHT 6.0 KG; | Line Support Equip
19701 | BRACKET,ANGLE | GALV;135 MM X 51 MM;40 MM W;6 MM THK; HOLE DIA 14 MM;PACK OF 10,PACK WEIGHT 3.20 KG; | Line Support Equip
19700 | BRACKET,ANGLE | GALV;105 MM X 41 MM;40 MM W;6 MM THK; HOLE DIA 14 MM;PACK OF 10,PACK WEIGHT 2.40 KG; | Line Support Equip
2442374 | BRACKET,ANGLE | A14, Support Bracket, Galv, Dwg 911073-01 Item 7 | Subtransmission
2442408 | BRACKET,ANGLE | CA4, Support Bracket, Step Rung, Galv, Dwg 911073-01 Item 9 | Subtransmission
19699 | BRACKET,ANGLE | GALV; 90 MM X 50 MM X 40 MM;6 MM THK; HOLE DIA 14 MM;PACK OF 10,PACK WEIGHT 2.40 KG; | Line Support Equip
19698 | BRACKET,ANGLE | GALV;138 MM X 20 MM;40 MM W;6 MM THK; HOLE DIA 14 MM;PACK OF 10,PACK WEIGHT 3.00 KG; | Line Support Equip
19572 | BRACKET,ANGLE | CHANNEL CLIP;HVY DUTY;STEEL;GALV; 54 MM X 62 MM X 27 MM;Z SHAPED FITTING; PACK OF 20,PACK WEIGHT 3.80 KG; | Line Support Equip
19034 | BRACKET,ANGLE | BEAM CLAMP,HVY DUTY;STEEL;GALV; 48 MM X 13 MM X 41 MM X 6 MM;L SHAPE FITTING;FOR CLAMPING 70 SQ MM EARTH IN CABLE RISERS;PACK OF 25,PACK WEIGHT 2.75 | Line Support Equip
18641 | BRACKET,ANGLE | CHANNEL CLIP;U SHAPED FITTING,GALVANISED ;96 MM X 48 MM;PACK OF 15,PACK WEIGHT 4.50 KG; | Line Support Equip
18469 | BRACKET,ANGLE | CHANNEL CLIP;GALV;57 MM X 41 MM;C/W 2 HOLES 14 MM DIA;90 DEG ANGLE; PACK OF 25,PACK WEIGHT 4.25 KG; | Line Support Equip
18465 | BRACKET,ANGLE | GALV;480 LG OVERALL LGTH;420 FLAT LGTH; 41 MM W;PACK OF 10,PACK WEIGHT 9.80 KG; | Line Support Equip
16650 | BRACKET,CROSSARM | ANGLE ADAPTOR;STEEL;GALV;550 MM LG X 150 MM W;COUPLES WITH STEEL CROSSARM (STOCK CODE 16632) FOR 60 DEG-90 DEG DEVIATION ANGLES FOR SINGLE OR DOUBLE CIRCUIT | Galv Products
21828 | BRACKET,CROSSARM | STEEL GALV;FOR ADSS DIELELECTRIC BLOCK (SC20672) MTG TO CROSSARM; 2 X M16 X 180 MM BOLTS,NUTS,WASHERS & STRAP; ASSEMBLED AS ONE KIT/UNIT; | Galv Products
16631 | BRACKET,EXTENSION | EARTHWIRE RISER;CHS 76.1 X 4.5 MM GRADE 350;GALV;1300 MM LG;MWL=1.5 KN HORZINTAL 1 KN VERTICAL;C/W SPACER FOR LV PIN INSULATOR;PACK OF 1; | Line Support Equip
19289 | BRACKET,EXTENSION | 132 KV;5 KN;LINE POST ATTACHMENT;DROP BRACKET TO SUIT DROP TONGUE END FITTING; O/H TRANSMISSION HARDWARE;PACK OF 20; | Line Support Equip
19279 | BRACKET,EXTENSION | 9 KN;GAIN BASE EXTENSION;O/H TRANSMISSION HARDWARE;PACK OF 1, PACK WEIGHT 49 KG; | Line Support Equip
19280 | BRACKET,EXTENSION | 5 KN;GAIN BASE EXTENSION; O/H TRANSMISSION HARDWARE;PACK OF 9, PACK WEIGHT 367 KG; | Line Support Equip
19956 | BRACKET,EXTENSION | EARTHWIRE RISER;CHS;88.9 MM OD X 4 MM WALL GDE 250;GALV;2495 MM LG;MWL=1.0 KN HORIZONTAL,0.5 KN VERTICAL;C/W SPACER FOR LV PIN INSULATOR;TO SUIT 33 KV | Line Support Equip
22246 | BRACKET,EXTENSION | Horizontal Mtg, u/w 5kN Insulators for Bridging O/H Transmission Hardware, Dwg 18187-A3-01 | O/Head Line
22342 | BRACKET,EXTENSION | EXTENSION ARM;900 MM LG;127 P.C.D. FLANGE FIXING;U/W 110/132 KV BRIDGING POST INSULATORS; | Galv Products
22519 | BRACKET,EXTENSION | 15 KN MWT;BRACKET RISER;STEEL;GALV;SHS; 0.6 M EXT;100 MM X 100 MM X 5 MM;1450 MM LG; | Galv Products
22341 | BRACKET,EXTENSION | EXTENSION ARM;500 MM LG;127 P.C.D. FLANGE FIXING;U/W 110/132 KV BRIDGING POST INSULATORS; | Galv Products
20181 | BRACKET,EXTENSION | BRACKET RISER;STEEL;GALV;SHS;100 MM X 100 MM X 6 MM;2990 MM LG;5 KN MWT; PROVIDES 1.9 M EXT FOR TRIDENT & TERMINATION/SHACKLE CONSTR; | Line Support Equip
19957 | BRACKET,EXTENSION | EARTHWIRE RISER;SHS;100 MM X 100 MM X 4 MM GDE 350;GALV;1895 MM LG;MWL=2.8 KN HORIZONTAL,0.5 KN VERTICAL;TO SUIT 33 KV SHACKLE/TERMINATION CONSTRUCTION; | Line Support Equip
19955 | BRACKET,EXTENSION | EARTHWIRE RISER;CHS;101.6 MM OD X 6.35 MM WALL GDE 6061 T6 ALUMINIUM; 1995 MM LG;MWL=1.0 KN HORIZONTAL,0.5 KN VERTICAL;C/W SPACER FOR LV PIN INSULATOR | Fabricated Metalware
2469658 | BRACKET,FACESHIELD,HELMET | Visor Carrier c/w Adaptor to fit Sun Visor to Mountaineering Safety Helmet | PPE, Hardware & Tools
2480994 | BRACKET,FACESHIELD,HELMET | Helmet Visor Holder | HS & PPE
6406 | BRACKET,GUY ATTACHMENT | OUTRIGGER TYPE;STEEL,MILD;GALV;BOLTED STAY ATTACHMENT;FLANGED;FLANGED END FOR SADDLE CLAMPS;80 MM NB GALV PIPE, 2150 MM LG,STAY ROD;C/W 2 SADDLE | Line Support Equip
2564 | BRACKET,INSULATOR | EXTENSION TYPE;STEEL;GALV;LARGE SIZE; SUSPENSION STYLE;SUSPENSION DISC INSULATOR;332 MM LG,290 MM W,16 MM THK; 4 X 18 MM DIA HOLES;OUTDOOR CROSSARM MTG | Line Support Equip
2566 | BRACKET,INSULATOR | U STRAP TYPE;STEEL;GALV;SUPPORT STYLE;REEL SHLV2 INSULATOR;100 MM LG, 86 MM W;3 X 18 MM DIA HOLES;OUTDOOR WOOD CROSSARM MTG;BAG OF 20;PACK | Line Support Equip
2720 | BRACKET,INSULATOR | U STRAP TYPE;STEEL;GALV;TENSION SUPPORT STYLE;REEL SHLV2 INSULATOR; 100 MM LG,86 MM W;2 X 18 MM DIA HOLES; OUTDOOR SERVICE REEL TO POLE MTG; | Line Support Equip
2477867 | BRACKET,INSULATOR | Trunnion Adaptor, suits Stringing Roller to Clamp Top Type Horizontal & Vertical Insulators | Tools & Equipment
17886 | BRACKET,INSULATOR | POLE TOP TYPE;STEEL;GALV;VERTICAL SUPPORT STYLE;SUITABLE FOR 11 KV PIN & POST INSULATORS;HOLE SIZE 20 MM; 450 MM LG ANGLE;90 MM W,6 MM THK;BAGS | Line Support Equip
16630 | BRACKET,INSULATOR | STANDOFF TYPE;STEEL;GALV;HORIZONTAL SUPPORT STYLE;LINE POST INSULATOR; 360 MM LG,130 MM W,10 MM THK;2 X 22 X 40 SLOTS + 1 X 22 MM DIA HOLE;FOR WOOD POLE | Line Support Equip
14558 | BRACKET,INSULATOR | SUPPORT TYPE;STEEL;GALV;SUPPORT STYLE; PIN INSULATOR;210 MM X 210 MM LG;2 X 22 MM DIA HOLES;OUTDOOR CROSSARM MTG; PACK OF 1; | Line Support Equip
10574 | BRACKET,INSULATOR | POLE TOP TYPE;STEEL;GALV;VERTICAL SUPPORT STYLE;SUITABLE FOR 33 KV PIN & POST INSULATORS;HOLE SIZE 26 MM; 450 MM LG;ANGLE 90 MM X 90 MM X 6 MM; | Line Support Equip
6310 | BRACKET,INSULATOR | Insulator Reinforcing Pieces, Base Mtg Type, Galv Steel, Cast or Al Alloy, for 65mm NB Tube, Set of 2 | Fabricated Metalware
6076 | BRACKET,INSULATOR | Suspension/Angle Type, Galvanised Steel Suspension Style, LV Reel Insulator to Pole, 100mm x 86mm, 2 X 18mm Dia Holes | Line Support Equip
6058 | BRACKET,INSULATOR | EXTENSION TYPE;STEEL;GALV;SMALL SIZE; SUSPENSION STYLE;SUSPENSION DISC INSULATOR;162 MM LG,170 MM W,10 MM THK; 4 X 18 MM DIA HOLES;OUTDOOR CROSSARM MTG | Line Support Equip
6609 | BRACKET,MOUNTING | Electrical Power Cable Support, Type B, Al Cast, 292mm Lg, for Steel Channel in Concrete Joint Pits, Bag of 10 | Fabricated Metalware
6610 | BRACKET,MOUNTING | Electrical Power Cable Support, Type C, Al Cast, 444mm Lg, for Steel Channel in Concrete Joint Pits, Bag of 10 | Fabricated Metalware
11610 | BRACKET,MOUNTING | Pedestrian Crossing, Floodlight to Outreach Adaptor, Glav Steel, EQTS 05-02-01, Dwg 912580-01 (scm) | Street Lighting Poles
17955 | BRACKET,MOUNTING | For Meter Enclosures to Wood Poles | O/Head Line
17201 | BRACKET,MOUNTING | Antenna Mount, Steel, for use with Stumpy Antenna SC17200 | Meters
16830 | BRACKET,MOUNTING | TO ACCEPT MCB BOX STOCK CODE 16433; ALUMINIUM PRE-DRILLED & OFF-SET;FOR USE ON STEEL/CONCRETE S/L POLES;PACK OF 12, PACK WEIGHT 1 KG; | Fabricated Metalware
16576 | BRACKET,MOUNTING | FUSE MTG BRACKET;C/W DOUBLE SUPPORT HOOK,3 FUSE SUPPORT;PACK OF 10;PACK WEIGHT 10 KG; PALLET OF 600; | Line Support Equip
16575 | BRACKET,MOUNTING | FUSE MTG BRACKET;C/W SUPPORT HOOK,1 FUSE SUPPORT;CARTON OF 20,PACK WEIGHT 9.0 KG; PACK OF 20,PACK WEIGHT 120 KG; | Line Support Equip
16383 | BRACKET,MOUNTING | ALUMINIUM;PRE-DRILLED;TO ACCEPT MCB BOX STOCK CODE 16433 FUSEHOLDER STOCK CODE 12125;THIS ITEM FOR USE ON EXISTING UNDRILLED STREETLIGHTING BRACKETS & ON | Fabricated Metalware
16046 | BRACKET,MOUNTING | F.M.S.GALVANISED STEEL;FROM 40 MM X 5 MM ,WITH 121 MM HOLE CENTRE MTG;ADAPTOR BRACKET,TEE SHAPED;PACK OF 20,WEIGHT 10.20 KG;TO BE USED FOR OMEGA MTG | Line Support Equip
15973 | BRACKET,MOUNTING | FOR USE WITH OUTDOOR METERING UNIT; GALV;STEEL;400 MM MOUNTING SLOT CENTRES; PACK OF 6;PACK WEIGHT 53 KG; | Fabricated Metalware
405835 | BRACKET,MOUNTING | Stand Off, Galv, Dwg 01-13-04-B | Galv Products
2495240 | BRACKET,MOUNTING | Cable Support Arm, 1900mm, 110kV, Hot Dipped Galv, Variable Floor Cleat Cable Support, Arm Only | Substation Accessories
2426880 | BRACKET,MOUNTING | OPGW Mounting Bracket, suit Coiling, 11.4mm & 14.0mm OPGW (scm) | Subtransmission
2493401 | BRACKET,MOUNTING | Pole Termination Cable Cleat Saddle, Galv Steel, suit Ellis Al 2 Hole Cable Clamps, for 33kV 185mm2, Dwg 12588-A3 | U/G Accessories
405920 | BRACKET,MOUNTING | Switch Fuse, Galv, LV, ABC Twin, Dwg 875234-01 (scm) | Line Support Equip
2486447 | BRACKET,MOUNTING | Pilot Magnetic-Mount Bracket, c/w Bungy & Belt Clip, suits Pilot Belt Barrier | Hardware & Tools
2486066 | BRACKET,MOUNTING | Pole Bracket, Galv Steel, Antenna Mount, Dwg 1038877-02 | Communications
2485571 | BRACKET,MOUNTING | LED Floodlight Adaptor, suits Philips Tango G4 BVP431 & BVP432, Dwg. 912580-05 | Street Lighting Poles
2484301 | BRACKET,MOUNTING | Tool Hanging (OK Bar) | Tools & Equipment
2481661 | BRACKET,MOUNTING | RAM Mounts Short Double Socket Arm | Tools & Equipment
2481653 | BRACKET,MOUNTING | RAM Mounts Tether Kit | Tools & Equipment
2481646 | BRACKET,MOUNTING | RAM Mounts Threaded Hex Ball | Tools & Equipment
2481638 | BRACKET,MOUNTING | RAM Mounts X-Grip IV Universal Cradle | Tools & Equipment
2481612 | BRACKET,MOUNTING | Temporary Pole Light Kit, Ratchet Strap 2 x Battery Light Holder | Tools & Equipment
2481133 | BRACKET,MOUNTING | Bracket Kit for SABRE Ranger 5000 | Meters
2423465 | BRACKET,MOUNTING | Cast Steel Stay, Dwg 944567-01 | Galv Products
2454213 | BRACKET,MOUNTING | Top Pole Mount, S/Steel, for Gas Insulated Enclosed Air Break | Switchgear Distribution
2454205 | BRACKET,MOUNTING | Mid Pole Mount, S/Steel, for Gas Insulated Enclosed Air Break | Switchgear Distribution
112041 | BRACKET,MOUNTING | Universal Cable Support, 13mm Holes CA Dwg 22-A4-1104 Rev B (scm) | Galv Products
2476885 | BRACKET,MOUNTING | Cable Clamp, Galv Steel, suit Ellis 2 Hole Cable Clamps for 33kV 630-1000mm2, Dwg 12588-A1 | U/G Accessories
2476877 | BRACKET,MOUNTING | Galv Steel, 33 kV Pole Termination, Dwg. UT1160-A1 | U/G Accessories
2475085 | BRACKET,MOUNTING | Upgrade ABB SDAF to ABB Safelink RMU, Enables Safelink RMU to be Installed on Rectangular Padmount Plinth, Dwg 1052548-01 (scm) | U/G Accessories
2466456 | BRACKET,MOUNTING | Statcom Single Unit to Pole, Dwg 1066417-02 (scm) | Galv Products
2466449 | BRACKET,MOUNTING | Statcom Multi Unit to Pole, Dwg 1066417-01 (scm) | Galv Products
2472314 | BRACKET,MOUNTING | Pole Bracket for LV Temporary Crossarm, Ertalon 6-PLA, Black c/w Webbing Strap | Hardware & Tools
2471654 | BRACKET,MOUNTING | Pedestrian Crossing, suits Tango 200W Floodlight, Dwg 912580-04 (scm) | Street Lighting Poles
2435014 | BRACKET,MOUNTING | MK10A Meter Hanging Clip, Metal, suit Domestic & Commercial Electricity Meters | Metering Delivery
2471274 | BRACKET,MOUNTING | Support Bracket, S/Steel, suit 125mm Composite Crossarm, Dwg 1069321-01 | Line Support Equip
2471266 | BRACKET,MOUNTING | Support Bracket, S/Steel, suit 100mm Composite Crossarm, Dwg 1069321-03 | Line Support Equip
2469252 | BRACKET,MOUNTING | Watchmen Floodlight, Galv, Pole Mount, Single Light, Dwg 1072604-01 (scm) | Street Lighting Poles
2427300 | BRACKET,MOUNTING | Pedestrian Crossing, Floodlight Extension, Galv Steel, EQTS 05-02-01, Dwg 912541-01 (scm) | Street Lighting Poles
2469187 | BRACKET,MOUNTING | Pedestrian Crossing, suits Quantum 300W Floodlight, Dwg 912580-02 (scm) | Street Lighting Poles
405883 | BRACKET,MOUNTING | STEEL;GALV;FOR USE ON 11 KV & 33 KV NARROW TRIDENT CONSTRUCTIONS; ERGON DWG 875169 01 REV B; PALLET OF 16,PALLET WEIGHT 320 KG; | Substation
25008 | BRACKET,MOUNTING | MODEM BRACKET (INCLUDING FINGER GUARD) MK7A | Metering Delivery
24660 | BRACKET,MOUNTING | STEEL; GALVANISED; LENGTH 1650MM SUIT POLE DIAMETER 700MM; 2X 18MM HOLES; FOR USE ON NON STANDARD CONCRETE POLE | Line Support Equip
24659 | BRACKET,MOUNTING | STEEL; GALVANISED; LENGTH 1530MM SUIT POLE DIAMETER 650MM; 2X 18MM HOLES; FOR USE ON NON STANDARD CONCRETE POLE | Line Support Equip
24658 | BRACKET,MOUNTING | STEEL; GALVANISED; LENGTH 1415MM SUIT POLE DIAMETER 600MM; 2X 18MM HOLES; FOR USE ON NON STANDARD CONCRETE POLE | Line Support Equip
24657 | BRACKET,MOUNTING | STEEL; GALVANISED; LENGTH 12950MM SUIT POLE DIAMETER 550MM; 2X 18MM HOLES; FOR USE ON NON STANDARD CONCRETE POLE | Line Support Equip
24656 | BRACKET,MOUNTING | STEEL; GALVANISED; LENGTH 1180MM SUIT POLE DIAMETER 500MM; 2X 18MM HOLES; FOR USE ON NON STANDARD CONCRETE POLE | Line Support Equip
24655 | BRACKET,MOUNTING | STEEL; GALVANISED; LENGTH 1060MM SUIT POLE DIAMETER 450MM; 2X 18MM HOLES; FOR USE ON NON STANDARD CONCRETE POLE | Line Support Equip
24654 | BRACKET,MOUNTING | STEEL; GALVANISED; LENGTH 940MM SUIT POLE DIAMETER 400MM; 2X 18MM HOLES; FOR USE ON NON STANDARD CONCRETE POLE | Line Support Equip
24653 | BRACKET,MOUNTING | STEEL; GALVANISED; LENGTH 825MM SUIT POLE DIAMETER 350MM; 2X 18MM HOLES; FOR USE ON NON STANDARD CONCRETE POLE | Line Support Equip
24652 | BRACKET,MOUNTING | STEEL; GALVANISED; LENGTH 705MM SUIT POLE DIAMETER 300MM; 2X 18MM HOLES; FOR USE ON NON STANDARD CONCRETE POLE | Line Support Equip
24651 | BRACKET,MOUNTING | STEEL; GALVANISED; LENGTH 590MM SUIT POLE DIAMETER 250MM; 2X 18MM HOLES; FOR USE ON NON STANDARD CONCRETE POLE | Line Support Equip
24650 | BRACKET,MOUNTING | STEEL; GALVANISED; LENGTH 470MM SUIT POLE DIAMETER 200MM; 2X 18MM HOLES; FOR USE ON NON STANDARD CONCRETE POLE | Line Support Equip
24289 | BRACKET,MOUNTING | 1000MM CABLE SUPPORT ARM; 33 & 11kV VARIABLE FLOOR CLEAT CABLE SUPPORT; ARM ONLY; | Fabricated Metalware
24299 | BRACKET,MOUNTING | CABLE SUPPORT; FLOOR MOUNTED; T BRACKET; 400MM HIGH;400MM L CHANNEL; SUITS CABLE SIZES UP TO 1600SQ MM; REFER DRAWING UT1239-A3; | U/G Accessories
23955 | BRACKET,MOUNTING | OVERHEAD STRINGING ROLLER; BRACKET TO CONNECT THE STRINGING ROLLERS TO THE INSULATORS; U/W UNIVERSAL STRINGING ROLLER ASSEMBLY SC23956; | Hardware & Tools
23805 | BRACKET,MOUNTING | MOUNTING BRACKET POLE N SERIES TYPE C POLE MOUNTING; FOR POLE MOUNTING SUBSTATIONS N38 ACRs; | Misc Non-Contract Items
23703 | BRACKET,MOUNTING | STEEL;GALVANISED;FOR POLE CENTRALLY MTD ILJIN;MANUALLY OPERATED LOAD BREAK SWITCH;SC23483;PALLET OF12; | Line Support Equip
23491 | BRACKET,MOUNTING | CABLE SUPPORT FLOOR MOUNTED T BRACKET; SUITS CABLE SIZES UP TO 1600SQ MM; | Fabricated Metalware
23340 | BRACKET,MOUNTING | Upgrade ABB SDAF to ABB Safelink RMU, Enables Safelink RMU to be Installed on Square Padmount Plinth, Dwg 1052548-02 (scm) | U/G Accessories
23062 | BRACKET,MOUNTING | HENDRIX TERMINATION BKT;GALVANISED STEEL;MTG HOLES SUITABLE FOR M20 BOLTS; FOR USE WITH HENDRIX SPACER SYSTEM; REQUIRED FOR CBT-MFD 33 KV FEEDER | Galv Products
23059 | BRACKET,MOUNTING | 6 - 45 DEGREE ANGLE BKT (HENDRIX); GALVANISED STEEL;WITH WELDED GUSSET; TO SUIT M20 MOUNTING BOLTS;FOR USE WITH HENDRIX SPACER SYSTEM;REQUIRED | Galv Products
23058 | BRACKET,MOUNTING | 0 - 6 DEGREE TANGENT BKT (HENDRIX);WITH STIRRUP AND MC2 MESSENGER CLAMP;TO SUIT M20 MOUNTING BOLTS;FOR USE WITH HENDRIX SPACER SYSTEM;REQUIRED FOR | O/Head Line
23057 | BRACKET,MOUNTING | ANTI SWAY BAR (HENDRIX);WITH PLASTIC BOLT;FOR USE WITH HENDRIX SPACER SYSTEM;REQUIRED FOR CBT-MFD 33 KV FEEDER PROJECT; | O/Head Line
22755 | BRACKET,MOUNTING | WALL MOUNT BRACKET (PAIR) TO SUIT DISTRIBUTION CABINETS (SC21878/SC21879/ SC21880); GDE 304 STAINLESS STEEL; 890 mm L, 50 mm W, 5 mm thick | U/G Equipment
22754 | BRACKET,MOUNTING | WALL MOUNT BRACKET (PAIR) TO SUIT DISTRIBUTION CABINETS (SC21876/SC21877); GDE 304 STAINLESS STEEL; 700 mm L, 50 mm W, 5 mm thick | U/G Equipment
23000 | BRACKET,MOUNTING | BRACKET,POLE;STEEL;GALV;FOR USE WITH LV MONITORING BOXES;STOCK CODES - 22993,22994,22995,22996;SUIT WOOD & CONCRETE POLES;ITEM TO BE USED ON | Line Support Equip
22406 | BRACKET,MOUNTING | Street Light, Minor Road, 3.0m Outreach, 1.0m Uplift, Galv Steel, MI2, EQTS 05-02-01, Dwg 897227-01 (scm) | Street Lighting Poles
22405 | BRACKET,MOUNTING | Street Light, Minor Road, 1.2m Outreach, Galv Steel, MI1, EQTS 05-02-01, Dwg 875174-01 (scm) | Street Lighting Poles
22404 | BRACKET,MOUNTING | Street Light, Major Road, 3.0m Outreach, 4.0m Uplift, Galv Steel, MA4 c/w Stays & Clamp, EQTS 05-02-01, Dwg 10-3-10-1(scm) | Street Lighting Poles
22403 | BRACKET,MOUNTING | Street Light, Major Road, 4.5m Outreach, 2.5m Uplift, Galv Steel, MA3 c/w Stays & Clamp, EQTS 05-02-01, Dwg 10-3-9-1(scm) | Street Lighting Poles
22402 | BRACKET,MOUNTING | Street Light, Major Road, 3.0m Outreach, 1.0m Uplift, Galv Steel, MA2, EQTS 05-02-01, Dwg 875180-01 (scm) | Street Lighting Poles
22401 | BRACKET,MOUNTING | Street Light, Major Road, Spigot Adaptor for Wood Poles, EQTS 05-02-01, Dwg 875181-01 (scm) | Street Lighting Poles
22390 | BRACKET,MOUNTING | Street Light, Major Road, 1.5m Outreach, Galv Steel, MA1, EQTS 05-02-01, Dwg 875179-01 (scm) | Street Lighting Poles
22877 | BRACKET,MOUNTING | MK10D Meter Hanging Clip, Plastic, suit Atlas Polyphase Meters | Metering Delivery
22759 | BRACKET,MOUNTING | Pole Bracket, 450mm Lg, Galv Steel, c/w 280mm Outreach, M24 Bolt Holes, for 11kV ABC Suspension Assy (scm) | Galv Products
2499671 | BRACKET,MOUNTING | TRIDENT CROSSARM TEMPORARY HOLDER KIT CONSISTS OF 2 X HOLDERS IN A BAG | Hardware & Tools
2425551 | BRACKET,MOUNTING | Fall Arrest M20, Galv Steel, Stamp with "IIN 2425551", Dwg 928431-01 | Subtransmission
22642 | BRACKET,MOUNTING | CAST BRASS;WITH BRONZE LEAF CONTACT; MOUNTING SUB-ASSEMBLY;FOR NGK STANGER DUOGAP AIRBREAK SWITCH; | Tools & Equipment
22531 | BRACKET,MOUNTING | STEEL;GALV;FOR POLE CENTRALLY MTD NGK MANUALLY OPERATED LOAD BREAK SWITCH, SC22437;PALLET OF 20; | Line Support Equip
22425 | BRACKET,MOUNTING | Street Light, Minor Road, 0.5m Outreach, Galv Steel, MI3, EQTS 05-02-01, Dwg 10-3-3-1 (scm) | Street Lighting Poles
22424 | BRACKET,MOUNTING | Street Light, Minor Road, 300mm Lg, Galv Steel, EQTS 05-02-01, Dwg 1012884-01 (scm) | Street Lighting Poles
21967 | BRACKET,MOUNTING | STEEL;GALV HOT DIPPED;CAPACITOR BANK MOUNTING FRAME;1800 KVAR;USED IN SUBSTATIONS; | Galv Products
21813 | BRACKET,MOUNTING | CROSSARM MOUNTED;SUIT ANTENNA BASE UP TO 38 MM;DIA MIN 400 MM LG; USE WITH REMOTE CONTROLLED POLE MOUNTED PLANT; | Communications
21698 | BRACKET,MOUNTING | STEEL;GALV;CROSSARM MTG BRACKET;TO MOUNT A DSS OMNI ANTENNA; | Communications
21649 | BRACKET,MOUNTING | MOBILE ANTENNA MOUNT;MM2 TRUCK MIRROR MTG BRACKET;TO SUIT TMR ANTENNA TYPE CD94-65-73; | Misc Non-Contract Items
20283 | BRACKET,MOUNTING | FOR MTG 11 KV SURGE ARRESTER ON 11 FP/ NCCTLOK CONSTR;PACK OF 1,PACK WEIGHT 1.0 KG; | Line Support Equip
20085 | BRACKET,MOUNTING | STEEL;GALV;89 MM X 89 MM X 6 MM SHS; 850 MM LG;1 KN MAX WORKING LOAD;U/W LOAD BREAK SWITCH SC23483 WHEN MID POLE MTD;PACK OF 1,PACK WEIGHT 16 KG; | Line Support Equip
20086 | BRACKET,MOUNTING | FOR REAR MOUNTED;11 KV SURGE ARRESTER ON GAINBASE,SC16630;PACK OF 1,PACK WEIGHT 1.5 KG; | Line Support Equip
20087 | BRACKET,MOUNTING | FOR MID PHASE;11 KV SURGE ARRESTER ON TRIDENT CROSSARM,SC20082;PACK OF 1, PACK WEIGHT 1.2 KG; | Line Support Equip
20088 | BRACKET,MOUNTING | FOR OUTER PHASE;11 KV SURGE ARRESTER ON TRIDENT CROSSARM,SC20082;PACK OF 1, PACK WEIGHT 1.6 KG | Line Support Equip
20115 | BRACKET,MOUNTING | FOR FRONT MTD;11 KV SURGE ARRESTER ON GAINBASE,SC16630;PACK OF 1,PACK WEIGHT 1.5 KG; | Line Support Equip
19949 | BRACKET,MOUNTING | AFLC COUPLING CAPACITOR SUPPORT FRAME; 700 MM W,600MMH;GALV;TO DWG LOSTD-ST043- 01;PACK OF 1; | Line Support Equip
19768 | BRACKET,MOUNTING | DIN RAIL MTG CLIP;FOR MTG OF POWER SUPPLIES & CONVERTERS; | Communications
19472 | BRACKET,MOUNTING | BRIDGING INSULATOR BASE;132 KV;SUITS 5 KN LINE POST INSULATOR;C/W 4 BOLT FLANGE;127 MM PCD BASE;TRANSMISSION HARDWARE;PACK OF 1 PACK WEIGHT 9.5 KG; | Line Support Equip
19278 | BRACKET,MOUNTING | 9 KN;MTG BASE EXTENSION;FOR BRACED POST INSULATOR;O/H TRANSMISSION HARDWARE; PACK OF 1; | Line Support Equip
19113 | BRACKET,MOUNTING | MOUNTING BKT FOR 33 KV ARRESTORS;GALV PLATE,397 MM LG,150 MM W,10 MM THK;FOR USE MOUNTED UNDER 33 KV VDU INSULATOR; PACK OF 1,PACK WEIGHT 5 KG; | Fabricated Metalware
19038 | BRACKET,MOUNTING | Pole & Crossarm, Service Raiser, Galv Steel | Line Support Equip
18636 | BRACKET,MOUNTING | SUSPENSION ISOLATOR;SHAPE B;C/W RUBBER INSERT;METAL OUTER CASING; M12 STUD;M12 THREADED INSERT; | General
18574 | BRACKET,MOUNTING | ELECTRICAL;WEIDMULLER MOUNTING BRACKET PACK OF 100; | Hardware & Tools
18444 | BRACKET,MOUNTING | SURGE ARRESTOR MTG BRACKET;STEEL; GALV HOT DIPPED;FOR 110/132 KV ARRESTORS ;REFER ENERGEX DWG LOSTD-ST011-01; PALLET OF 5,PACK WEIGHT 41 KG; | Fabricated Metalware
15278 | BRACKET,MOUNTING | FOR PADMOUNT TERMINATION UNISTRUT MOUNTING CLEAT SUPPORT;MILD STEEL GALV;6 MM THK;T-SHAPED;BAG OF 40,PACK WEIGHT 20 KG;UJ MANUAL 2.005D; | Line Support Equip
15173 | BRACKET,MOUNTING | FOR "WATCHMAN" LIGHT;PRESSED ALUMINIUM BOX ONLY;ALUMINIUM;METAL FINISH;SALVAGE ITEM ONLY;"NOT TO BE PURCHASED"; | Street Lights
5346 | BRACKET,MOUNTING,STREET LIGHTING FIXTURE | STEEL;GALV;4.5 M LG;42 MM SPIGOT;2.5 M UPLIFT;T5;LESS STAYS;C/W CLAMPS,BOLTS, NUTS & WASHERS;REFER STOCK CODE 16580 FOR STANDARD STAYS,STOCK CODES 16581 & | Street Lighting Poles
9361 | BRACKET,MOUNTING,STREET LIGHTING FIXTURE | STEEL;GALV;3.0 M LG;42 MM SPIGOT;4 M UPLIFT;T6;C/W STAYS,TO SUIT WOOD POLES, FOR USE ON MAJOR ROADS TO OBTAIN ADDITIONAL HEIGHT & MAINTAIN CLEARANCE | Street Lighting Poles
17638 | BRACKET,MOUNTING,STREET LIGHTING FIXTURE | STEEL;GALV;250 MM LG;34 MM SPIGOT; UNWIRED FOR UNDER BRIDGE WITH MINOR ROADS;SUITABLE FOR MTG MCB HOUSING; USE SC13166 TO CONVERT TO MAJOR RD BKT; | Street Lights
15534 | BRACKET,MOUNTING,STREET LIGHTING FIXTURE | SINGLE ARM SLIP ON;STEEL;GALV;500 MM LG; 34 MM X 100 MM LG;LUMINAIRE MTG SPIGOT; 76 MM ID,80 MM LG POLE SPIGOT;740 MM UPLIFT;GREEN T1 SHAPE; | Street Lighting Poles
15074 | BRACKET,MOUNTING,STREET LIGHTING FIXTURE | STEEL;GALV;3.0 M LG;34 MM SPIGOT;TYPE M3 ;FOR USE ON MINOR ROADS;PACK SIZE 50, PACK WEIGHT 1010 KG; | Street Lighting Poles
15864 | BRACKET,POLE | REGULATOR TYPE;STEEL STRUCTURE;GALV;TO SUPPORT REGULATOR CONTROL BOXES;PACK OF 2, PACK WEIGHT 6 KG,PALLET OF 50;REFER DWG 4850-A4 REV G; | Line Support Equip
16605 | BRACKET,POLE | ADAPTOR;STEEL;GALV;808 MM H X 610 MM W; ADAPTOR FOR BOLT MTG TRANSFORMER TO HANGER BRACKET;ASSEMBLED WITH HIGH TENSILE (GRADE 8.8) BOLTS;AS3679 & | Line Support Equip
18026 | BRACKET,POLE | POLE MTG BRACKET TO CLAMP FIBRE OPTIC CABLE & OPGW;HOT COATED ZINC STEEL; | Communications
21867 | BRACKET,POLE | SINGLE PHASE REGULATOR TO POLE;SUIT MCGRAW EDISON VR32 VOLTAGE REGULATOR; FOR USE WITH CLOSED DELTA INSTALLATIONS ONLY;BKT IS FOR 3RD TANK BOLTED DIRECT | Street Lighting Poles
24678 | BRACKET,POLE | STEEL; HOT DIPPED GALC; 3X 22MM HOLES POLE BAND DIAMETER 700 FOR USE ON NON STANDARD CONCRETE POLE | Line Support Equip
24677 | BRACKET,POLE | STEEL; HOT DIPPED GALC; 3X 22MM HOLES POLE BAND DIAMETER 675 FOR USE ON NON STANDARD CONCRETE POLE | Line Support Equip
24676 | BRACKET,POLE | STEEL; HOT DIPPED GALC; 3X 22MM HOLES POLE BAND DIAMETER 650 FOR USE ON NON STANDARD CONCRETE POLE | Line Support Equip
24675 | BRACKET,POLE | STEEL; HOT DIPPED GALC; 3X 22MM HOLES POLE BAND DIAMETER 625 FOR USE ON NON STANDARD CONCRETE POLE | Line Support Equip
24674 | BRACKET,POLE | STEEL; HOT DIPPED GALC; 3X 22MM HOLES POLE BAND DIAMETER 600 FOR USE ON NON STANDARD CONCRETE POLE | Line Support Equip
24673 | BRACKET,POLE | STEEL; HOT DIPPED GALC; 3X 22MM HOLES POLE BAND DIAMETER 575 FOR USE ON NON STANDARD CONCRETE POLE | Line Support Equip
24672 | BRACKET,POLE | STEEL; HOT DIPPED GALC; 3X 22MM HOLES POLE BAND DIAMETER 550 FOR USE ON NON STANDARD CONCRETE POLE | Line Support Equip
24671 | BRACKET,POLE | STEEL; HOT DIPPED GALC; 3X 22MM HOLES POLE BAND DIAMETER 525 FOR USE ON NON STANDARD CONCRETE POLE | Line Support Equip
24670 | BRACKET,POLE | STEEL; HOT DIPPED GALC; 3X 22MM HOLES POLE BAND DIAMETER 500 FOR USE ON NON STANDARD CONCRETE POLE | Line Support Equip
24669 | BRACKET,POLE | STEEL; HOT DIPPED GALC; 3X 22MM HOLES POLE BAND DIAMETER 475 FOR USE ON NON STANDARD CONCRETE POLE | Line Support Equip
24668 | BRACKET,POLE | STEEL; HOT DIPPED GALC; 3X 22MM HOLES POLE BAND DIAMETER 450 FOR USE ON NON STANDARD CONCRETE POLE | Line Support Equip
24667 | BRACKET,POLE | STEEL; HOT DIPPED GALC; 3X 22MM HOLES POLE BAND DIAMETER 425 FOR USE ON NON STANDARD CONCRETE POLE | Line Support Equip
24666 | BRACKET,POLE | STEEL; HOT DIPPED GALC; 3X 22MM HOLES POLE BAND DIAMETER 400 FOR USE ON NON STANDARD CONCRETE POLE | Line Support Equip
24665 | BRACKET,POLE | STEEL; HOT DIPPED GALC; 3X 22MM HOLES POLE BAND DIAMETER 375 FOR USE ON NON STANDARD CONCRETE POLE | Line Support Equip
24664 | BRACKET,POLE | STEEL; HOT DIPPED GALC; 3X 22MM HOLES POLE BAND DIAMETER 350 FOR USE ON NON STANDARD CONCRETE POLE | Line Support Equip
24663 | BRACKET,POLE | STEEL; HOT DIPPED GALC; 3X 22MM HOLES POLE BAND DIAMETER 325 FOR USE ON NON STANDARD CONCRETE POLE | Line Support Equip
24662 | BRACKET,POLE | STEEL; HOT DIPPED GALC; 3X 22MM HOLES POLE BAND DIAMETER 300 FOR USE ON NON STANDARD CONCRETE POLE | Line Support Equip
24661 | BRACKET,POLE | STEEL; HOT DIPPED GALC; 3X 22MM HOLES POLE BAND DIAMETER 275 FOR USE ON NON STANDARD CONCRETE POLE | Line Support Equip
22933 | BRACKET,POLE | LINK BOX MTD;GALV;STEEL;SUITS LINK BOX UT1209-A3;FOR 110 KV UG POLE TERMINATION ; | Galv Products
22454 | BRACKET,POLE | STEEL;GALV;580 MM LG;380 TRF BOLT CENTRES;FOR 25 KVA POLE TRANSFORMERS; CONTRACT 08088A; | Line Support Equip
17545 | BRACKET,POLE | TRANSFORMER TYPE;STEEL;GALV;TRANSFORMER SUPPORT;TO SUIT METRO CONC POLE WITH STEEL PLATFORM;C/W BAG ATTACHED TO EACH BRACKET,CONTAINING 3 X LG BOLT,NUTS/ | Line Support Equip
16461 | BRACKET,POLE | TRANSFORMER TYPE;STEEL;GALV;TRANSFORMER SUPPORT;PACK OF 1, PACK WEIGHT 10.8 KG; TO SUIT 100,200,315 & 500 KVA POLE TRANSFORMERS; | Line Support Equip
11693 | BRACKET,POLE | CROSSARM;STEEL;GALV;100 MM CROSSARM SUPPORT;PACK OF 2,PACK WEIGHT 3 KG; FOR USE ON WOOD & CONCRETE POLES; | Line Support Equip
13809 | BRACKET,POLE | TRANSFORMER TYPE;STEEL;GALV;TRANSFORMER SUPPORT;TO BE SUPPLIED C/W 2 BRACES ATTACHED TO EACH BRACKET;PACK OF 1, PALLET OF 6;TO SUIT 25,50,100,200,300 & | Line Support Equip
13776 | BRACKET,POLE | REGULATOR TYPE;STEEL;GALV;TO SUPPORT REGULATOR STNS;U/W TWIN 100 AMP OR 200 AMP REGULATOR STNS ON WOOD POLES;FOR U/W REGULATOR HANGER BRACKETS SC18655;REFER | Line Support Equip
20199 | BRACKET,RAISER | Extension, Galv Steel, SHS, 800mm Ext, 100 x 100 x 5mm, 1490mm Lg, 9kN MWT, for u/w Metal Xarm, EQTS 01-03-01 | Line Support Equip
13761 | BRACKET,SPACER. | STEEL,STRUCTURAL GDE 250;GALV;TAPPER FLANGE CHANNEL;102 MM W,51 MM H,10.5 MM THK,620 MM LG;AS1204 STEEL,AS1650;GALV; PACK OF 2, PACK WEIGHT 11.6 KG;FOR U/W | Line Support Equip
2563 | BRACKET,STABILISING. | L SHAPED;STEEL;GALV;163 MM LG,50 MM W, 50 MM H,6 MM THK;PACK OF 1; | Line Support Equip
24098 | BRACKET,STABILISING. | L SHAPED;STEEL;GALV; 150MM LG, 50MM W 163MM H, 6MM THK | Line Support Equip
11072 | BRACKET,STABILISING. | BEND AS PER DWG;STEEL;GALV;400 MM LG, 40 MM W,3 MM THK;W/2 X 18 MM DIA HOLES; 10 DEG BEND;BAGS OF 50,PACK WEIGHT 9.5 KG;USED ON POLE MOUNTING OF " | Line Support Equip
16580 | BRACKET,STREET LIGHTING. | STAY;STEEL GALV,TYPE A,2500 MM LG,25 MM NOM BORE PIPE;PACK OF 20,PACK WEIGHT 130 KG;FOR U/W STOCK CODE 05346; | Street Lighting Poles
16581 | BRACKET,STREET LIGHTING. | STAY;STEEL GALV,TYPE B,3100 MM LG,25 MM NOM BORE PIPE;PACK OF 10,PACK WEIGHT 90 KG;FOR U/W STOCK CODE 05346; | Galv Products
16582 | BRACKET,STREET LIGHTING. | STAY;STEEL GALV,TYPE C,3400 MM LG,25 MM NOM BORE PIPE;PACK OF 10,PACK WEIGHT 100 KG;FOR U/W STOCK CODE 05346; | Street Lighting Poles
14355 | BRACKET,SURGE ARRESTER | STEEL,MILD;GALV,HOT DIP;300 MM LG,38 MM W,4.8 MM THK;ADAPTOR BRACKET FOR G.E. 11 KV STEP VOLTAGE REGULATOR;PACK OF 3; | Line Support Equip
22374 | BRACKET,SURGE ARRESTER | STEEL;GALV,HOT DIPPED;SURGE ARRESTER POLE MTG BASE;TO SUIT TRIDELTA SBK96/ 10.3;FOR USE ON 132 KV U/G TO O/H TERMINATION POLES; | Galv Products
18140 | BRACKET. | SUPPORT BRACKET TO BE USED INCONJUNCTION WITH STOCK CODE 17833;ATTACHMENT OF FIBRE OPTIC CABLE TO CABLE POLES BY USE OF STRAPPING,REFER STOCK CODE 02476; | Line Hardware
18655 | BRACKET. | HANGER TYPE;FITTED TO 11 KV REGULATORS; STEEL;GALV;PACK OF 5,PACK WEIGHT 232.3 KG;FOR U/W REGULATOR POLE BRACKET SC13776; | Line Support Equip
22941 | BRACKET. | CLEAT BRACKET;304 STAINLESS STEEL;TO SUIT 40-47 MM SINGLE BOLT CLEATS;FOR 110 KV UG POLE TERMINATION CONCENTRIC CABLE; | Misc Non-Contract Items
22938 | BRACKET. | CLEAT BRACKET;GALV;STEEL;TO SUIT ASEPLAS CLEATS;FOR 110 KV UG POLE TERMINATION; | Misc Non-Contract Items
20795 | BRACKET. | DOUBLE SERVICE HOOK TYPE;CROSSARM MTG; DADIC BRACKET;OVERHEAD LINE HARDWARE; PACK OF 20; | Line Support Equip
20137 | BRACKET. | SUPPORT BRACKET;BEAM CLAMP;SUIT UNISTRUT P1000,P2000,P3000 & P4000; 76 MM W,86 MM H;HOT DIPPED GALV; PACK OF 10,PACK WEIGHT 4.30 KG; | Line Support Equip
19948 | BRACKET. | MTG BRACKET FOR ALFC TUNING COIL;GALV; 600 MM LG;TO DWG LOSTD-ST043-02;PACK OF 1,PALLET OF 6,PALLET WEIGHT 36 KG; | Line Support Equip
18162 | BRACKET. | HOLD DOWN BRACKET;FOR CABLE RACK INTERIOR TYPE;NEMA 12B;PACK OF 25,PACK WEIGHT 1.75 KG; | Line Support Equip
23831 | BRACKET. | BRACKET, LIFTING LIFTING BRACKET TO SUIT PLP 11 AND 33KV AIR BREAK SWITCH; C/W U BOLTS TO MOUNT TO ARM AND NAMEPLATE WITH TEST CERT NO. | Substation Accessories
22937 | BRACKET. | ANGLED CLEAT BRACKET;GALV;STEEL;TO SUIT ASEPLAS CLEATS;FOR 100 KV UG POLE TERMINATIONS SIDE CLEATS; | Misc Non-Contract Items
22936 | BRACKET. | ANGLED CLEAT BRACKET;GALV;STEEL;TO SUIT ASEPLAS CLEATS;FOR 110 KV UG POLE TERMINATIONS; | Misc Non-Contract Items
2133 | BRAID,WIRE | FLAT;COPPER;TINNED;25.4 MM W,3 MM THK; 200 AMP;100 M LG ROLL;USED FOR EARTHING STRAP; | Cables
21324 | BRAID,WIRE | FLEXIBLE;TINNED COPPER PIGTAIL;SIZE 7/3/50/0.25;EQUIV TO 51.6 SQ MM;100 M SPOOL; | Cables
234674 | BRAZING ALLOY, SILVER | BROWN TIP;15%; | U/G Equipment
2453082 | BREAKER,PAVING | Demolition Hammer, 240V Earth Rod Driver, 2 Handles (Front & Straight) c/w 380mm Lg Point Chisel & 533mm Lg 110mm W Spade & Carry Case | Hardware & Tools
17502 | BREATHER | SILICA GEL;FOR TRANSFORMERS WITH INSULATING OIL CAPACITY 5000 LITRES TO 7500 LITRES (WITHOUT OIL BATH); | General Hardware
2455061 | BREATHER | Omni-tuff, 10.5kg Capacity, Desiccant Silica Gel, 3 Connections 3/4" BSP & 1" BSP & Flange Mount c/w Oil Bath & e-Gel (Orange Unspent, Green Spent) | General Hardware
2455020 | BREATHER | Omni-tuff, 2.8kg Capacity, Desiccant Silica Gel, 3/4" BSP Connection c/w Oil Bath & e-Gel (Orange Unspent, Green Spent) | General Hardware
24288 | BREATHER | MTraB DB200-T, Dehydrating Breather, Self Regenerative, for Transformer Main Tank > 40MVA | General Hardware
23830 | BREATHER | Omni-tuff, 6.5kg Capacity, Desiccant Silica Gel, 3 Connections 3/4" BSP & 1" BSP & Flange Mount c/w Oil Bath & e-Gel (Orange Unspent, Green Spent) | General Hardware
23828 | BREATHER | Omni-tuff, 0.8kg Capacity, Desiccant Silica Gel, 3/4" BSP Connection c/w Oil Bath & e-Gel (Orange Unspent, Green Spent) | General Hardware
17503 | BREATHER | SILICA GEL;FOR TRANSFORMERS WITH INSULATING OIL CAPACITY UP TO 1800 LITRES; | General Hardware
22880 | BREATHER | MTraB DB100-T(T) Dehydrating Breather Self Regenerative, for Transformer Main Tank rated to 40MVA or less ONLY | General Hardware
22881 | BREATHER | BREATHER;MTRAB-DB100 (OLTC);DEHYDRATING, BREATHER SELF REGENERATIVE FOR OLTC, Incl OVP | General Hardware
32602 | BREATHER | SCREW;BREATHER;6 MM X 20 MM (FLAT PORTION) WITH NYLON WASHER;REINHAUSEN TYPE M OLTC;C00088 | General Hardware
21189 | BREATHER | SILICA GEL;REPLACEMENT OF OLTC BREATHER ;FOR YEAR 2000 ONWARDS & FOR EARTHING TRANSFORMER BREATHERS; | General Hardware
6669 | BRICK,ELECTRICAL POWER CABLE PROTECTION | FLAT RECT;230 MM LG,150 MM W,50 MM THK; KILN FIRED CLAY;MARKED "ENERGEX ELECTRIC CABLE";240 BRICKS PER PALLET; | Hardware & Tools
13029 | BRICK,ELECTRICAL POWER CABLE PROTECTION | RECT T SECT;230 MM SQ,75 MM THK;KILN FIRED CLAY;MARKED "ENERGEX ELECTRIC CABLE"; | Hardware & Tools
21437 | BRIDGE,TERMINAL BLOCK | Type FBI 10-6, Fixed Bridge, 34A, 10 Posn, 6.2mm, Screw Mtg, Silver, suit Terminal Type UDK4, Pack of 10 | Hardware & Tools
21426 | BRIDGE,TERMINAL BLOCK | Type FBI 3-15, Fixed Bridge, 150A, 3 Posn, 15mm, Screw Mtg, Silver, suit Terminal Type UK35, Pack of 10 | Hardware & Tools
21422 | BRIDGE,TERMINAL BLOCK | Type EB 10-10, Insertion Bridge, 70A, 10 Posn, 10mm, Gray, suit Terminal Type UK10N, Pack of 10 | Hardware & Tools
21421 | BRIDGE,TERMINAL BLOCK | Type FBI 10-10, Fixed Bridge, 76A, 10 Posn, 10mm, Screw Mtg, Silver, suit Terminal Type UK10N, Pack of 10 | Hardware & Tools
21427 | BRIDGE,TERMINAL BLOCK | Type EB 10-15, Insertion Bridge, 110A, 10 Posn, 15.25mm, Gray, suit Terminal Type UK35, Pack of 10 | Hardware & Tools
21425 | BRIDGE,TERMINAL BLOCK | Type FBI 2-15, Fixed Bridge, 150A, 2 Posn, 15mm, Screw Mtg, Silver, suit Terminal Type UK35, Pack of 10 | Hardware & Tools
21413 | BRIDGE,TERMINAL BLOCK | Type FBI 10-8, Fixed Bridge, 57A, 10 Posn, 8mm, Screw Mtg, Silver, suit Terminal Type UK6N, Pack of 10 | Hardware & Tools
2494524 | BRIDGE,TERMINAL BLOCK | Type FBS 4-6, Plug-in Jumper, 4 Positions, 6.2mm Pitch, Red, Pack of 50 | Substation Batteries
21414 | BRIDGE,TERMINAL BLOCK | Type EB 10-8, Insertion Bridge, 57A, 10 Posn, 8mm, Gray, suit Terminal Type UK6N, Pack of 10 | Hardware & Tools
4078 | BROOM,PUSH | INDUSTRIAL;BASS POLYPROPYLENE;14 IN LG; PLAIN SOCKET;HANDLE NOT INCLUDED; PACK OF 1,PACK WEIGHT 14 KG;REFER STOCK CODE 04097 FOR HANDLE; | PPE, Hardware & Tools
4082 | BROOM,PUSH | INDUSTRIAL;HAIR/FIBRE;24 IN LG; PLAIN SOCKET;HANDLE NOT INCLUDED; CARTON OF 3,PACK WEIGHT 3.0 KG; REFER STOCK CODE 04097 FOR HANDLE; | PPE, Hardware & Tools
4081 | BROOM,PUSH | DOMESTIC;SOFT HAIR;30 CM LG;PLAIN SOCKET ;HANDLE NOT INCLUDED;4 PER CARTON, PACK WEIGHT 1.9 KG; | PPE, Hardware & Tools
4080 | BROOM,UPRIGHT | MILLET;6 TIES;HANDLE INCLUDED; 1 PER BOX,PACK WEIGHT 1.0 KG; | PPE, Hardware & Tools
23097 | BRUSH | BRUSH;SIEMENS TYPE 5820000004; FOR USE IN SIEMENS 8DA10 36KV SWGR | Substation
4084 | BRUSH,DUSTING,BENCH | NATURAL BRISTLE;W/VINYL OR PLASTIC BASE & HANDLE;CARTON OF 12, PACK WEIGHT 1.6 KG; | PPE, Hardware & Tools
2127 | BRUSH,FILE CLEANER | STEEL WIRE;4 IN LG,2 IN W BRUSH; SIZE;7-1/2 IN LG;BOX OF 1; | Tools & Equipment
2108 | BRUSH,PAINT | FLAT;HANDYMAN,1ST QUALITY; PURE BRISTLE;TIN FERRULE;25 MM W; PACK OF 12,PACK WEGHT 350 G; | Hardware & Tools
2119 | BRUSH,PAINT | FLAT;HANDYMAN,2ND QUALITY; PURE BRISTLE;TIN FERRULE;63 MM W; CARTON OF12,PACK WEIGHT 700 G; | Hardware & Tools
2110 | BRUSH,PAINT | FLAT;HANDYMAN,1ST QUALITY; PURE BRISTLE;TIN FERRULE;50 MM W; PACK OF 12,PACK WEIGHT 800 G; | Hardware & Tools
2112 | BRUSH,PAINT | FLAT;HANDYMAN,1ST QUALITY; PURE BRISTLE;TIN FERRULE;75 MM W; BOX OF 6,PACK WEIGHT 500 G; | Hardware & Tools
2109 | BRUSH,PAINT | FLAT;HANDYMAN,1ST QUALITY; PURE BRISTLE;TIN FERRULE;38 MM W; PACK OF 12,PACK WEIGHT 650 G; | Hardware & Tools
2126 | BRUSH,WIRE,SCRATCH | STAINLESS STEEL;4 ROWS W;18 ROWS LG; RECT ROCKER FACE;CURVED HANDLE; 12 IN LG;BOX OF 100,10 PER PACK; | Hardware & Tools
17846 | BRUSH,WIRE,SCRATCH | Conductor Cleaning Brush, V Type, S/Steel, Shotgun Stick Connection, Replaceable Brushes | Hardware & Tools
8655 | BRUSH,WIRE,SCRATCH | STEEL;4 ROWS W;19 ROWS LG;RECT ROCKER FACE;CURVED HANDLE;12 IN LG;PACK OF 1; | Hardware & Tools
17847 | BRUSH,WIRE,SCRATCH | Replacement Brushes, S/Steel, for V Type Conductor Cleaning Brushes (Box of 10 = 5 Pairs) | Hardware & Tools
1811169 | BRUSH,WIRE,SCRATCH | SB Type, S/Steel 12mm Lg Exposed, Cylindrical 60mm Dia, Plastic Body, Blue, 140mm Lg, for Al Based Conductors, Pack of 5 | Hardware & Tools
2429090 | BRUSH,WIRE,SCRATCH | Conductor Cleaning Brush, V Type, S/Steel, Universal & Sunrise Stick Connection, Replaceable Brushes | Hardware & Tools
2491785 | BRUSH,WIRE,SCRATCH | Madi Conductor Brush, DogBone, for Cu & Al, Lightweight, Snap Ring, with Loctite 222 Threadlocker on Threads | Hardware & Tools
2499317 | BRUSH,WIRE,SCRATCH | Madi Conductor Brush, FlatRound, for Flat & Round Connections, Lightweight, Snap Ring, Hi-Vis Green | Hardware & Tools
2491793 | BRUSH,WIRE,SCRATCH | Replacement, Madi DogBone Brush Pads | Hardware & Tools
2484061 | BRUSH,WIRE,SCRATCH | Conductor Cleaning Brush, Semi-Tubular Shape Type, Sunrise Attachment (Live Line Tools) | Tools & Equipment
1811177 | BRUSH,WIRE,SCRATCH | STAINLESS STEEL;12 MM EXPOSED LG; CYLINDRICAL,60 MM DIA;PLASTIC BODY, ORANGE;140 MM LG;FOR U/W COPPER BASED CONDUCTORS;(ITEM 2 OF SMS 152);PACK OF 5 | Hardware & Tools
17974 | BUCKET,LINER MAT | FOR USE ON EWP'S;POLYURETHANE;GREEN IN COLOUR;1480 MM X 700 MM X 10 MM THK; USING DIE NUMBER CMI-225; | Misc Non-Contract Items
4091 | BUCKET,MOP | PLASTIC;15 L CAP;FOOT OPERATED PLASTIC ROLLERS;PARALLEL SIDES;C/W 3 CASTOR WHEELS ON BASE;PACK SIZE 1; | General
4089 | BUCKET,UTILITY | STEEL;GALV;14 L CAP;WIRE HANDLE;W/SEAMED RIM;PACK SIZE 1; | PPE, Hardware & Tools
4090 | BUCKET,UTILITY | STEEL;GALV;9 L CAP;WIRE HANDLE;W/SEAMED RIM;PACK SIZE 1; | PPE, Hardware & Tools
15289 | BUCKLE | STEEL;FOR 19 MM W POLYPROPYLENE STRAPPING;BAG OF 500,PACK OF 1000, PACK WEIGHT 6 KG; U/W STRAPPING STOCK CODE 02908; | PPE, Hardware & Tools
20289 | BUILDING | PRE-FABRICATED;11 KV;SWITCHROOM; FOR ESTIMATING PURPOSES ONLY;REFER DAVE CHILL; | Misc Non-Contract Items
20291 | BUILDING | PRE-FABRICATED;MODULAR;33 KV/11 KV; SWITCHROOM:FOR ESTIMATING PURPOSES ONLY;REFER DAVE CHILL; | Misc Non-Contract Items
20292 | BUILDING | PRE-FABRICATED;CONTROL ROOM; FOR ESTIMATING PURPOSES ONLY;REFER DAVE CHILL; | Misc Non-Contract Items
20290 | BUILDING | PRE-FABRICATED;33 KV;SWITCHROOM; FOR ESTIMATING PURPOSES ONLY;REFER DAVE CHILL; | Misc Non-Contract Items
16780 | BURNER,GAS,HEATING | LP GAS EQUIPMENT;0.26 KG/HR @ 200 KPA CONSUMPTION;BRASS,BURNER THREAD 20 MM DIA,1 MM PITCH,WIND PROOF FLAME FOR OUTDOOR USE;BAG OF 1;USED IN CONJUNCTION | Dangerous Goods
22413 | BURNER,GAS,HEATING | 28 MM;VENTED BURNER,BRUSH TYPE FLAME; CONNECTION TO SIEVERT PRO NECK TUBE WITH 45 DEG;75 MM TUBE NECK; RECOMMENDED WORK PRESSURE 2 BAR;GAS | Dangerous Goods
22422 | BURNER,GAS,HEATING | 38 MM;SOFT FLAME BURNER;SUPPLIED WITH 135 MM VENTED NECK TUBE;GAS COMSUMPTION AT 2 BAR 1200 G/H;EFFECT 15 KW;PACK OF 1; | Dangerous Goods
16790 | BURNER,GAS,HEATING | LP GAS EQUIPMENT;0.12 KG/HR @ 200 KPA CONSUMPTION;BRASS,BURNER THREAD 20 MM DIA,1 MM PITCH,STORM PROOF FLAME FOR OUTDOOR USE;BAG OF 1;USED IN CONJUNCTION | Dangerous Goods
16781 | BURNER,GAS,HEATING | LP GAS EQUIPMENT;0.58 KG/HR @ 200 KPA CONSUMPTION;BRASS,BURNER THREAD 20 MM DIA,1 MM PITCH,WIND PROOF FLAME FOR OUTDOOR USE;BAG OF 1;USED IN CONJUNCTION | Dangerous Goods
19197 | BUS BAR & SWITCH COVERS | BLUE BUS BAR COVER;900 MM X 900 MM X 2 MM THK;C/W HOLES;PACK OF 50; SUPPLIED ASSET & BARCODED; | PPE, Hardware & Tools
1439 | BUSBAR | Tubular, Cu, 5.8m Lg, 25.4mm (1") OD, 1.63mm (16 SWG) Thk Wall | Busbar and Fittings
14433 | BUSBAR | LV DISTRIBUTION BOARD;P TYPE;COPPER;415 V;235 MM LG,50 MM W,6 MM THK;BENT 70 MM FROM END,2 X 14 MM DIA HOLES;BUNDLE OF 3 ;ALTERNATOR PHASE CONNECTION BAR;ITEM 4 | Busbar and Fittings
18372 | BUSBAR | BUSBAR END PLATE;ALUMINIUM;FOR USE ON ALUMINIUM BUSBAR;BLANKING END PLATE;TO SUIT 40 MM TUBULAR BUSBAR;TYPE 4;REFER ENERGEX DWG LOSTD-EC031-01; | Busbar and Fittings
18371 | BUSBAR | BUSBAR END PLATE;ALUMINIUM;FOR USE ON ALUMINIUM BUSBAR;BLANKING END PLATE;TO SUIT 80 MM TUBULAR BUSBAR;TYPE 3;REFER ENERGEX DWG LOSTD-EC031-01;PACK OF 9; | Busbar and Fittings
18370 | BUSBAR | BUSBAR END PLATE;ALUMINIUM;FOR USE ON ALUMINIUM BUSBAR;BLANKING END PLATE;TO SUIT 100 MM TUBULAR BUSBAR;TYPE 2;REFER ENERGEX DWG LOSTD-EC031-01;PACK OF1; | Busbar and Fittings
18312 | BUSBAR | CABLE SPACER;ALUMINIUM;TO SUIT 37/0.1261 AAC CABLE;REFER ENERGEX DWG LOSTD-EC007- 02; | Busbar and Fittings
18311 | BUSBAR | CABLE SPACER;ALUMINIUM;TO SUIT 37/3.75 AAC CABLE;REFER ENERGEX DWG LOSTD-EC007- 01;PACK OF 12; | Busbar and Fittings
18307 | BUSBAR | BUSBAR SUPPORT;ALUMINIUM;EXPANSION TYPE; 1600 AMP;TO SUIT33 KV INSULATORS;TO SUIT 80 MM ALUMINIUM BUSBAR;REFER ENERGEX DWG LOSTD-EC005-02; | Busbar and Fittings
18306 | BUSBAR | BUSBAR SUPPORT;ALUMINIUM;EXPANSION TYPE; 1600 AMP;TO SUIT 110/132 KV INSULATORS; TO SUIT 80 MM ALUMINIUM BUSBAR;REFER ENERGEX DWG LOSTD-EC005-01; | Busbar and Fittings
18305 | BUSBAR | BUSBAR SUPPORT;ALUMINIUM;SLIDING BUSBAR; ROLLER TYPE;TOSUIT 33 KV INSULATORS;TO SUIT 80 MM ALUMINIUM BUSBAR;REFER ENERGEX DWG LOSTD-EC004-02; | Busbar and Fittings
18304 | BUSBAR | BUSBAR SUPPORT;ALUMINIUM;SLIDING BUSBAR; ROLLER TYPE;TO SUIT110/132 KV INSULATORS TO SUIT 80 MM ALUMINIUM BUSBAR;REFER ENERGEX DWG LOSTD-EC004-01;PACK OF 3; | Busbar and Fittings
18303 | BUSBAR | BUSBAR SUPPORT;ALUMINIUM;FIXED BUSBAR; TO SUIT32 KV INSULATORS;WELDED TO BUSBAR ;TO SUIT 80 MM ALUMINIUM BUSBAR;REFER ENERGEX DWG LOSTD-EC003-02; | Busbar and Fittings
18302 | BUSBAR | BUSBAR SUPPORT;ALUMINIUM;FIXED BUSBAR; TO SUIT 110/132 KV INSULATORS;WELDED TO BUSBAR;TO SUIT 80 MM ALUMINIUM BUSBAR; REFER ENERGEX DWG LOSTD-EC003-01; | Busbar and Fittings
18295 | BUSBAR | TUBULAR COPPER BUSBAR; 50 MM DIA X 4.88 MM (6 GAUGE WALLS); 6 M LG; | Busbar and Fittings
18345 | BUSBAR | BUSBAR JOINTSLEEVE;ALUMINIUM;FOR WELDED JOINTS ON ALUMINIUM BUSBAR;TO SUIT 125 MM X 6 MM TUBULAR BUSBAR;300 MM LG; DIMESION X = 33 MM;TYPE 5;REFER ENERGEX | Busbar and Fittings
18344 | BUSBAR | BUSBAR JOINT SLEEVE;ALUMINIUM;FOR WELDED JOINTS ON ALUMINIUM BUSBAR;TO SUIT 100 MM X 4 MM TUBULAR BUSBAR;300 MM LG; DIMESION X 28 MM;TYPE 4;REFER ENERGEX | Busbar and Fittings
18343 | BUSBAR | BUSBAR JOINT SLEEVE;ALUMINIUM;FOR WELDED JOINTS ON ALUMINIUM BUSBAR;TO SUIT 100 MM X 3 MM TUBULAR BUSBAR;300 MM LG; DIMESION X = 22 MM;TYPE 3;REFER ENERGEX | Busbar and Fittings
18342 | BUSBAR | BUSBAR JOINT SLEEVE;ALUMINIUM;FOR WELDED JOINTS ON ALUMINIUM BUSBARS;TO SUIT 40 MM X 3 MM TUBULAR BUSBAR;300 MM LG; DIMESION X = 22 MM;TYPE 2;REFER ENERGEX | Busbar and Fittings
18341 | BUSBAR | BUSBAR JOINT SLEEVE 70 MM O/D;ALUMINIUM ;FOR WELDED JOINTS ON ALUMINIUM BUSBAR; TO SUIT 80 MM X 4 MM TUBULAR BUSBAR; 300 MM LG;DIMENSION X = 28 MM;TYPE 1; | Busbar and Fittings
18340 | BUSBAR | BUSBAR TERMINATION SUPPORT;ALUMINIUM; FIXED;60 MM X 60 MM CENTRES ON PALM; VERTICAL TYPE;TO SUIT 80 MM & 100 MM ALUMINIUM BUSBAR;REFER ENERGEX DWG | Busbar and Fittings
18339 | BUSBAR | BUSBAR TERMINATION SUPPORT;ALUMINIUM; FIXED;2000 AMP PALM;VERTICAL TYPE;TO SUIT 80 MM ALUMINIUM BUSBAR;REFER ENERGEX DWG LOSTD-EC014-01; | Busbar and Fittings
18338 | BUSBAR | BUSBAR TERMINATION SUPPORT;ALUMINIUM; SLIDING;1600 AMP;TO SUIT 110/132 KV DISCONNECTORS (AEM);60 MM X 60 MM CENTRE SUIT 80 MM ALUMINIUM BUSBAR;REFER | Busbar and Fittings
18337 | BUSBAR | BUSBAR TERMINATION SUPPORT;ALUMINIUM; SLIDING;1600 AMP;TO SUIT 110/132 KV DISCONNECTORS;TO SUIT 80 MM ALUMINIUM BUSBAR;REFER ENERGEX DWG LOSTD-EC013-01; | Busbar and Fittings
21714 | BUSBAR | BUSBAR SUPPORT;ALUMINIUM EXPANSION TYPE;2500 AMP;TO SUIT 110/132 KV INSULATORS & 125 MM OD ALUMINIUM BUSBAR ;REFER ENERGEX DWG LOSTD-EC047-01; | Busbar and Fittings
18369 | BUSBAR | BUSBAR END PLATE;ALUMINIUM;FOR USE ON ALUMINIUM BUSBAR;BLANKING END PLATE;TO SUIT 125 MM TUBULAR BUSBAR;TYPE 1;REFER ENERGEX DWG LOSTD-EC031-01; | Busbar and Fittings
18367 | BUSBAR | BUSBAR JOINT OFFSET;ALUMINIUM;OFFSET STRAIGHT WELDED JOINTS ON ALUMINIUM BUSBAR;REFER ENERGEX DWG LOSTD-EC029-01; | Busbar and Fittings
18366 | BUSBAR | BUSBAR SUPPORT;ALUMINIUM;FLEXIBLE CONNECTOR;1600 AMP;TO SUIT 33 KV DISCONNECTORS 37/3.75 AAC ALUMINIUM CABLE;REFER ENERGEX DWG LOSTD-EC028-03; | Busbar and Fittings
18365 | BUSBAR | BUSBAR SUPPORT;ALUMINIUM;FLEXIBLE CONNECTOR;1600 AMP;TO SUIT 110/132 KV DISCONNECTORS 37/3.75 AAC ALUMINIUM CABLE;REFER ENERGEX DWG LOSTD-EC028-02; | Busbar and Fittings
18364 | BUSBAR | BUSBAR SUPPORT;ALUMINIUM;SLIDING BUSBAR; ROLLER TYPE;1600 AMP;TO SUIT 110/132 KV DISCONNECTORS;TO SUIT 100 MM ALUMINIUM BUSBAR;REFER ENERGEX DWG LOSTD-EC028-01; | Busbar and Fittings
18363 | BUSBAR | BUSBAR SUPPORT;ALUMINIUM;EXPANSION TYPE; 1600 AMP;TO SUIT 110/132 KV INSULATORS; TO SUIT 100 MM O.D. ALUMINIUM BUSBAR; REFER ENERGEX DWG LOSTD-EC027-01; | Busbar and Fittings
18362 | BUSBAR | BUSBAR SUPPORT;ALUMINIUM;SLIDING BUSBAR; ROLLER TYPE;TO SUIT 132 KV DISCONNECTORS ;TO SUIT 100 MM ALUMINIUM BUSBAR;REFER ENERGEX DWG LOSTD-EC026-05;PACK OF 6; | Busbar and Fittings
18361 | BUSBAR | BUSBAR SUPPORT;ALUMINIUM;FIXED BUSBAR; TO SUIT 33 KV INSULATORS;WELDED TO BUSBAR;TO SUIT 100 MM O.D. ALUMINIUM BUSBAR;REFER ENERGEX DWG LOSTD-EC026-04; | Busbar and Fittings
18360 | BUSBAR | BUSBAR SUPPORT;ALUMINIUM;SLIDING BUSBAR; ROLLER TYPE;TO SUIT 33 KV INSULATORS;TO SUIT 100 MM ALUMINUM BUSBAR;REFER ENERGEX DWG LOSTD-EC026-03;PACK OF 3; | Busbar and Fittings
22292 | BUSBAR | CT PRIMARY BAR;SUIT LMVP SWITCHGEAR RETROFIT;3 PHASE SET;630 AMP;USED IN C & I SUBSTNS; | Substation
22262 | BUSBAR | EARTHING FRAME BAR;TINNED COPPER;FOR 33 KV POLE TERMINATION SC18666;AS PER DWG UT1184-A4 ITEM 2; | Busbar and Fittings
21962 | BUSBAR | BUSBAR JOGGLE CHAMBER;2000 AMP;12 KV; FOR JOINING AREVA HWX SWITCHGEAR TO THE RH SIDE OF GEC SBV2 SWITCHGEAR; | Busbar and Fittings
21960 | BUSBAR | BUSBAR SUPPORT;ALUMINIUM;SLIDING BUSBAR;ROLLER TYPE;TO SUIT 110 KV/132 KV AEM DISCONNECTORS & 125 MM OD ALUMINIUM BUSBAR;REFER TO ENERGEX DWG LOSTD- | Misc Non-Contract Items
21959 | BUSBAR | BUSBAR SUPPORT;ALUMINIUM;FIXED BUSBAR TYPE;TO SUIT 110 KV/132 KV INSULATORS & 125 MM OD ALUMINIUM BUSBAR;REFER ENERGEX DWG LOSTD-EC021-04;FOR SUBSTNS | Misc Non-Contract Items
21958 | BUSBAR | BUSBAR SUPPORT;ALUMINIUM;SLIDING BUSBAR;ROLLER TYPE;TO SUIT 110 KV/132 KV INSULATORS & 125 MM OD ALUMINIUM BUSBAR; REFER TO ENERGEX DWG LOSTD-EC021-03; | Misc Non-Contract Items
22095 | BUSBAR | BUSBAR JOGGLE CHAMBER;2000 AMP; 12 KV; FOR JOINING AREVA HWX, SWITCHGEAR TO THE LH SIDE OF GEC SBV2 12 KV SWITCHGEAR; | Busbar and Fittings
22056 | BUSBAR | EARTH BAR;FOR 33 KV SCREEN BREAK PIT; 40 MM X 6 MM COPPER BAR RD EDGE;WITH 2 X 25 DIA DELRIN STANDOFF ISOLATORS;AS PER DWG UT 1084-A3;FOR USE IN 33 KV | Busbar and Fittings
21832 | BUSBAR | BUSBAR TERMINAL PALM EXTENSION; 60 MM LG X 25 MM W X 3 MM THK;WITH 2 HOLES TO SUIT 12 MM & 8 MM BOLTS; | Busbar and Fittings
22775 | BUSBAR | ALUMINIUM JOINT PLATE 10 MM THK;SUITS POST INSULATOR SC22774 SUPPLIED;C/W STAINLESS STEEL FASTENINGS;USED FOR JOINTING HVABC CONDUCTORS; | O/Head Line
22650 | BUSBAR | OUTDOOR GIS;1600 AMP;145 KV;40 KA BUS EXTENSION;TO PROVIDE SWITCHGEAR BAY SEPARATION OF 11.04 M(12.5 M OUTER) -NON STANDARD CONFIGURATION;FOR USE WITH | Switchgear
22506 | BUSBAR | BUSBAR JOGGLE CHAMBER;FOR JOINING HSS ECLIPSE 11 KV SWITCHGEAR TO BROWN BOVERI 11 KV SWITCHGEAR; | Substation
22303 | BUSBAR | EARTH BAR;1000 MM LG,50 MM W,6 MM THK; DRILLED;U/W TRANSFORMER ARBOUR;USED IN SUBSTNS; | Busbar and Fittings
21253 | BUSBAR | CABLE SPACER;ALUMINIUM;TO SUIT 37/3.75 AAC CABLE;REFER ENERGEX DWG LOSTD- EC007-03; | Misc Non-Contract Items
20665 | BUSBAR | COPPER BAR;TO BE TINNED;95 MM X 40 MM X 6 MM THK;USED WHEN CONNECTING CONSUMER MAINS DIRECT TO ENERGEX CABLES IN PILLARS ETC;PACK OF 25; | Busbar and Fittings
19477 | BUSBAR | BUSBAR JOGGLE CHAMBER;FOR JOINING ECLLIPSE 11 KV SWITCHGEAR TO ALSTOM SBV 11 KV SWITCHGEAR; | Substation
18695 | BUSBAR | NULEC PMR BUSBAR EXT;33 KV;N36 RECLOSER; 800 AMP;RD COPPER ROD;SINGLE BUSHING EXT ;CONSISTING OF M16 HEX NUT & M16 S/S SPRING WASHER;U/W SC 18654 CABLE | Busbar and Fittings
2476539 | BUSBAR | Tubular, Silver Plated, 31mm Lg, Complete Connection Piece, for use in Magnefix/Hazemeyer MD4 RMU | Tools & Equipment
2476521 | BUSBAR | Tubular, Silver Plated, 85mm Lg, Pre-Mid 90s Connecting Centre, Complete Connection Piece, for use in Magnefix/Hazemeyer MD4 RMU | Tools & Equipment
2476513 | BUSBAR | Tubular, Silver Plated, 139mm Lg, Pre-Mid 90s Connecting Top, Complete Connection Piece, for use in Magnefix/Hazemeyer MD4 RMU | Tools & Equipment
2476505 | BUSBAR | Tubular, Silver Plated, 97mm Lg, Complete Connection Piece, for use in Magnefix/Hazemeyer MD4 RMU | Tools & Equipment
24938 | BUSBAR | EARTHING BUSBAR; SLOTTED; 450 X 63.5 X 6.3MM TINNED COPPER BAR FOR USE WITH SOLID BOND LINK BOX; ASSEMBLY FOR 132KV POLE/ OUTDOOR TERMINATION | Busbar and Fittings
24937 | BUSBAR | EARTHING BUSBAR; SLOTTED; 350 X 63.5 X 6.3MM TINNED COPPER BAR FOR USE WITH SOLID BOND LINK BOX; ASSEMBLY FOR 132KV POLE/ OUTDOOR TERMINATION | Busbar and Fittings
23538 | BUSBAR | OUTDOOR BUS SECTION BAY TYPE 4;BETWEEN 2 ADJACENT OUTDOOR FEEDER/TRANSFORMER SWGR BAYS;CONNECTED SAME ORIENTATION WITH AN OUTDOOR BUS SECTION SWGR BAY | Switchgear Substation
23537 | BUSBAR | OUTDOOR BUS EXT BAY TYPE 3;BETWEEN 2 ADJACENT OUTDOOR FEEDER/TRANSFORMER SWGR BAYS CONNECTED THE SAME ORIENTATION AS AN OUTDOOR BUS SECTION SWGR BAY | Switchgear Substation
23536 | BUSBAR | OUTDOOR BUS EXT BAY TYPE 2;BETWEEN 2 ADJACENT OUTDOOR FEEDER/TRANSFORMER SWITCHGEAR BAYS;CONNECTED IN THE SAME ORIENTATION WITH;SINGLE OUTDOOR FEEDER/ | Switchgear Substation
23535 | BUSBAR | OUTDOOR BUS EXTENSION BAY TYPE 1; BETWEEN TWO ADJACENT OUTDOOR FEEDER/ TRANSFORMER SWITCHGEAR BAYS; CONNECTED IN SAME ORIENTATION; | Switchgear Substation
22084 | BUSBAR | 33\11KV TRX; 33KV LAT CABLE ADAPT BUSBAR 33\11KV TRANSFORMER; 33KV CABLE BOX; BUSBAR ADAPTER PLATE TO SUIT, 33KV LAT 1000MM2 ALUMINIUM CABLE; | Busbar and Fittings
23118 | BUSBAR | OUTDOOR GIS;1600 AMP;145 KV;40 KA; SIEMENS TYPE 8DN8-2 ( Item 3e); FOR USE IN SIEMENS 8DN8 145KV INDOOR SWITCHGEAR; | Substation
23117 | BUSBAR | OUTDOOR GIS;1600 AMP; 145 KV; 40 KA; SIEMENS TYPE 8DN8-2 ( Item 3D ); FOR USE IN SIEMENS 8DN8 145KV INDOOR SWITCHGEAR; | Substation
2494425 | BUSBAR | Comb, Act9, 12 Module, 2 Pole, 100A | Substation Batteries
530086 | BUSBAR | Flat, Tinned Cu, 4m Lg, 38.1 x 3.18mm with radius corners R/C | Busbar and Fittings
2486710 | BUSBAR | Comb, Acti9, 12 Module, 1 Pole, 100A | Communications
18359 | BUSBAR | BUSBAR SUPPORT;ALUMINIUM;FIXED BUSBAR;TO SUIT 110/132 KV INSULATORS;WELDED TO BUSBAR;TO SUIT 100 MM O.D. ALUMINIUM BUSBAR;REFER ENERGEX DWG LOSTD-EC026-02; | Busbar and Fittings
18358 | BUSBAR | BUSBAR SUPPORT;ALUMINIUM;SLIDING BUSBAR; ROLLER TYPE;TO SUIT 110/132 KV INSULATOR ;TO SUIT 100 MM O.D. ALUMINIUM BUSBAR; REFER ENERGEX DWG LOSTD-EC026-01; | Busbar and Fittings
18356 | BUSBAR | BUSBAR SUPPORT;ALUMINIUM;SLIDING BUSBAR; ROLLER TYPE;TO SUIT 33 KV DISCONNECTORS; TO SUIT 125 MM O.D. ALUMINIUM BUSBAR; 2500 AMP;REFER ENERGEX DWG LOSTD- | Busbar and Fittings
18352 | BUSBAR | BUSBAR SUPPORT;ALUMINIUM;SLIDING BUSBAR; ROLLER TYPE;TO SUIT 33 KV INSULATORS;TO SUIT 125 MM ALUMINIUM BUSBAR;REFER ENERGEX DWG LOSTD-EC021-01;PACK OF 3; | Busbar and Fittings
18349 | BUSBAR | BUSBAR SUPPORT;ALUMINIUM;FIXED BUSBAR;TO SUIT 33 KV INSULATORS;WELDED TO BUSBAR TO SUIT 125 MM ALUMINIUM BUSBAR;REFER ENERGEX DWG LOSTD-EC020-01; | Busbar and Fittings
18348 | BUSBAR | BUSBAR EARTHING POINT ATTACHMENT; ALUMINIUM;TO SUIT ALUMINIUM BUSBAR;FOR WELDING TO BUSBAR ON SITE;REFER ENERGEX DWG LOSTD-EC018-01 | Busbar and Fittings
18347 | BUSBAR | BUSBAR SUPPORT;A FRAME;ALUMINIUM;BIPOD ARRANGEMENT;TO SUIT 80 MM ALUMINIUM BUSBAR;CAST ALUMINIUM SECTIONS 1 OFF ITEM A,2 OFF ITEM B;FOR WELDING TO | Busbar and Fittings
18346 | BUSBAR | BUSBAR JOINT PLATE;ALUMINIUM;FOR 90 DEG WELDED JOINTS ON ALUMINIUM BUSBAR;TO SUIT 125 MM X 6 MM TUBULAR BUSBAR;REFER ENERGEX DWG LOSTD-EC016-02; | Busbar and Fittings
16365 | BUSBAR | COPPER;220 MM LG,100 MM W,6 MM THK;C/W 7 ,14 MM HOLES;FOR EARTHING MEN,TANK EARTH & EARTH RING FOR GROUND TRANSFORMERS IN DISTRIBUTION SUBSTATIONS,(ADDITIONAL | Busbar and Fittings
1440 | BUSBAR | Tubular, Cu, 5.8m Lg, 38.1mm (1-1/2") OD 1.63mm (16 SWG) Thk Wall, Hard Drawn, High Conductivity | Busbar and Fittings
4640 | BUSBAR | LV DISTRIBUTION BOARD;P & S TYPES; COPPER;420 MM LG,75 MM W,6 MM THK; W/6 X 15 MM DIA HOLES,& 1 X M6 TAP HOLE; PACK OF 1; | Busbar and Fittings
2484673 | BUSHING | Synthetic Bushings for 33kV GEC JB424 CBs | Substation
23541 | BUSHING | TEST BUSHING ADAPTOR; SUITS SIEMENS 8DN8 GIS SWITCHGEAR; CONTRACT 10142 - PRIMARY SWITCHGEAR; | Switchgear Substation
23173 | BUSHING | BUSHING SUPPORT KIT FOR VK10; IPOWER VK10 CIRCUIT BREAKER; UPPER & LOWER SUPPORTS; PRE ASSMEBLED INSULATOR | Substation
23159 | BUSHING | BUSHING INSULATING BOOT; SUITS LBS BUSHINGS; NGK; | Substation
22952 | BUSHING | OUTDOOR 132 KV TRANSFORMER;SUIT 110/33 KV TRANSFORMER;CONTRACT 70/3; SUPPLIED WITH COPPER PALM;PACK SIZE 1500 MM X 400 MM X 400 MM; | Network Spares
20259 | BUSHING | DRY MAINTENANCE;FREE OIL O/D BUSHING; RATE VOLTAGE 36 KV;BIL;200 KV RATED CURR ;1250 AMP;COPPER COND;CONICAL SEAT;RESIN IMPRGNATED PAPER WITH SILICON SHEDS; | Network Spares
21244 | BUSHING,EARTH SWITCH & WASHER. | FOR ABB SDAF RMU; | Misc Non-Contract Items
14801 | BUSHING,ELECTRICAL EQUIPMENT | CIRCUIT BREAKER;12 KV,50 HZ;800 AMP; INDOOR;EPOXY RESIN WITH COPPER BAR; 25 KA FOR 3 SECS SH TIME W/STAND CURR, SINGLE PHASE,SHORT SPOUT BUSHING FOR | Substation
15487 | BUSHING,STRAIN RELIEF,CABLE | NYLON;RIGHT ANGLE TYPE;8.00 MM X 16.8 MM ;BLACK;FOR 2 CORE FLAT PVC/PVC; | Street Lights
22980 | BUTANE GAS REFILL. | NEWPORT;BUTANE GAS;EXTRA PURIFIED; 300 ML CAN;FOR REFILLABLE BUTANE LIGHTER BURNERS;REFER SC22981 GAS POCKET TORCH | Dangerous Goods
21873 | CABINET,DISTRIBUTION. | BASE;LV TYPE;(ITEM 6 TS475);BASE TO SUIT SC21876;SIZE 700 X 800 X 400;WEIGHT 350 KG; | U/G Equipment
21874 | CABINET,DISTRIBUTION. | BASE;LV TYPE;(ITEM 7 TS475);BASE TO SUIT SC21877;SIZE 700 X 800 X 400;WEIGHT 350 KG; | U/G Equipment
21875 | CABINET,DISTRIBUTION. | BASE;LV TYPE;(ITEM 8 TS475);BASE SUIT SC21878,SC21879 & SC21880;SIZE 700 X 800 X 400;WEIGHT 150 KG; | U/G Equipment
21876 | CABINET,DISTRIBUTION. | LV TYPE (TS475); 4 MODULE; 1 X 630 AMP FUSE SWITCH; 2 X 400 AMP ISOLATORS; SIZE 1400 X 800 X 400;WEIGHT 550 KG | U/G Equipment
21878 | CABINET,DISTRIBUTION. | LV TYPE (TS475); 6 MODULE; 1 x 1000 AMP ISOL; 2 x 630 AMP FUSE SWITCH: 3 X SPARE MODULES; SIZE 1000 X 800 X 400;WEIGHT 650 KG | U/G Equipment
21880 | CABINET,DISTRIBUTION. | LV TYPE (TS475); 6 MODULE; 4 X 630 AMP ISOL; 2 X 160 AMP FUSE SWITCH; 1 X SPARE MODULE; SIZE 1000 X 800 X 400;WEIGHT350 KG; | U/G Equipment
21879 | CABINET,DISTRIBUTION. | LV TYPE (TS475); 6 MODULE 1 X 1000 AMP ISOL - BUS TIE; 4 X 630 AMP ISOLATORS; SIZE 1000 X 800 X 400;WEIGHT 350 KG; | U/G Equipment
21877 | CABINET,DISTRIBUTION. | LV TYPE; (TS475); 2.5 MODULE 3 X 160 AMP FUSESWITCH: 2 X 240 CABLE TERMINATIONS DIRECT TO BUS BAR; SIZE 1000 X 800 X 400;WEIGHT 55 KG | U/G Equipment
25384 | CABINET,ELEC EQUIP | Heat Exchange (HEX) Cabinet c/w Bracket Kit & Alarm Cable, for 7705SAR-8 | Substation
54147 | CABINET,ELEC EQUIP | FA2 Cubicle, Front Access 45U, Swing Frame Rack, 800 x 800mm Base, c/w Duct, Rail & Bars | Fabricated Metalware
4149 | CABINET,ELEC EQUIP | RA2 Cubicle, Rear Access 48U, 600 x 600mm Base, c/w Duct, Rail & Bars, Mesh Rear Door | Fabricated Metalware
4151 | CABINET,ELEC EQUIP | RA4 Cubicle, Rear Access 45U, 800 x 600mm Base, c/w Duct, Rail & Bars, Mesh Rear Door | Fabricated Metalware
2489128 | CABINET,ELEC EQUIP | Pwr Quality Analyser, 700 x 500 x 250mm, refer Dwgs S00101464-01 & S00101464-02, for Substations Application, fully assembled at Banyo Workshop | Substation Accessories
2454858 | CABINET,ELEC EQUIP | Base Extension, LV Distribution, GRP 500mm, UV Stabilised, suit Residential Cabinets in flood prone areas | U/G Equipment
2454841 | CABINET,ELEC EQUIP | Base, LV Distribution, GRP 500mm, UV Stabilised, suit CNI & Residential Cabinets | U/G Equipment
2454833 | CABINET,ELEC EQUIP | LV Distribution, GRP, 9 x 100A Fuse Carriers, UV Stabilised, for use in Residential areas | U/G Equipment
2454825 | CABINET,ELEC EQUIP | LV Distribution, GRP, 2 x 630A Fuse Switches & 3 x 32A Fuses for Street Lights, UV Stabilised, for use in CNI areas | U/G Equipment
2497501 | CABINET,ELEC EQUIP | FA2P Cubicle, Front Access, 45U, Swing Frame Rack, 800 x 800mm Base c/w Duct, Rail & Bars, S10016363-03 | Fabricated Metalware
2497493 | CABINET,ELEC EQUIP | FA1P Cubicle, Front Access, 48U, Swing Frame Rack, 800 x 800mm Base c/w Duct, Rail & Bars, S10016363-03 | Fabricated Metalware
2497071 | CABINET,ELEC EQUIP | Pwr Quality Analyser, 700 x 500 x 250mm, refer Dwgs S00101464-04 & S00101464-05, for Outdoor Non-Substations Application, fully assembled at Banyo Workshop | Substation Accessories
2495323 | CABINET,ELEC EQUIP | VT Marshalling Box, S/Steel, Phoenix Contacts Terminals, Dwg S10013180 | Substation Accessories
2495315 | CABINET,ELEC EQUIP | CT Marshalling Box, S/Steel, Phoenix Contacts Terminals, Dwg S10013183 | Substation Accessories
2489326 | CABINET,ELEC EQUIP | Pwr Quality Analyser, 700 x 500 x 250mm, refer Dwgs S00101464-03 & S00101464-04, for Non-Substation Application, fully Assembled at Banyo Workshop | Substation Accessories
4152 | CABINET,ELEC EQUIP | RA5 Cubicle, Rear Access 45U, 800 x 800mm Base, c/w Duct, Rail & Bars, Mesh Rear Door | Fabricated Metalware
4150 | CABINET,ELEC EQUIP | RA3 Cubicle, Rear Access 45U, 600 x 600mm Base, c/w Duct, Rail & Bars, Mesh Rear Door | Fabricated Metalware
54148 | CABINET,ELEC EQUIP | RA1 Cubicle, Rear Access 48U, 800 x 800mm Base, c/w Duct, Rail & Bars, Mesh Rear Door | Fabricated Metalware
4146 | CABINET,ELEC EQUIP | FA1 Cubicle, Front Access 48U, Swing Frame Rack, 800 x 800mm Base, c/w Duct, Rail & Bars, Dwg 1042892-01 | Fabricated Metalware
18144 | CABINET,PILLAR | EH3-1 CABINET;FOR JUNCTION PILLAR,U/W PILOT CABLE; | U/G Equipment
18618 | CABINET,TELEPHONE | TELEPHONE LINE ISOLATION ENCLOSURE; FABRICATED 16 MM MDF CABINET;USED FOR THE MTG OF TELEPHONE LINE ISOLATION EQUIPMENT; | Communications
2489672 | CABLE | CT Cable, 15m, All Voltages, suit Alpha Cordex Charger | Substation Batteries
2489680 | CABLE | Temperature Sensor Cable, 30m, All Voltages, suit Alpha Cordex Charger | Substation Batteries
22927 | CABLE ASSEMBLY,SPECIAL PURPOSE,ELEC | Control Cable N, Umbilical, 9m Lg, 400 x 200mm, suit ADVC Controller | Protection
22928 | CABLE ASSEMBLY,SPECIAL PURPOSE,ELEC | Control Cable U/W/RL, Umbilical, 9m Lg, 400 x 200mm, suit ADVC Controller | Protection
22929 | CABLE ASSEMBLY,SPECIAL PURPOSE,ELEC | Control Cable CC-10-03, 10m Lg, RC-10ES-200,400 x 200mm ,suit Noja Recloser | Switchgear Distribution
2487171 | CABLE ASSEMBLY,SPECIAL PURPOSE,ELEC | Battery Spade Assy, 1.6m c/w 7A Fuse, for ADVC2/3 Controller to connect extra Batteries | Switchgear Distribution
24292 | CABLE ASSEMBLY,SPECIAL PURPOSE,ELEC | CU XLPE CABLE, 16 MM CUT 820MM, LUGGED FOR NEUTRAL BOND. RIBBED,FOR USE IN CONJUNCTION WITH SC10603 (TOGETHER IS ALTERNATIVE TO SC16570) | Line Hardware
2498137 | CABLE ASSY,FIBRE OPTIC | Pigtail, 1.5m Lg, LC/UPC Connector, OM3 | Communications
2498145 | CABLE ASSY,FIBRE OPTIC | Pigtail, 1.5m Lg, E2000/APC Connector, OM3 | Communications
2452555 | CABLE ASSY,FIBRE OPTIC | Pigtail, 1.5m Lg, FC Connector, Tight Buffered Fibre, SMOF, Yellow | Communications
2454882 | CABLE ASSY,FIBRE OPTIC | Pigtail, 1.5m Lg, SC/APC Connector, Tight Buffered Fibre, SMOF, Yellow | Communications
2452563 | CABLE ASSY,FIBRE OPTIC | Pigtail, 1.5m Lg, ST Connector, Tight Buffered Fibre, 62.5/125 MMOF, Natural | Communications
2452571 | CABLE ASSY,FIBRE OPTIC | Pigtail, 1.5m Lg, LC Connector, Tight Buffered Fibre, SMOF, Yellow | Communications
2498152 | CABLE ASSY,FIBRE OPTIC | Pigtail, 1.5m Lg, SC Connector, Tight Buffered Fibre, SMOF, Yellow | Communications
6837 | CABLE ASSY,PWR,ELEC | 11 KV;16 SQ MM;3 X SINGLE CORE EA 1.8 M LG;COPPER SCREENED XLPE/PVC;CABLE ENDS FITTED W/MOULDED TYPE STRESS CONES;FOR CONNECTION TRANSFORMER TO HAZEMEYER | Substation Accessories
19884 | CABLE ASSY,PWR,ELEC | 11 KV/33 KV;400 AMP;185 SQ MM ALUMINIUM WATER BLOCKER CCT CABLE TAILS; TIED SET OF 6 X 6 M LG;C/W CABLE LUG (P/N 990000108) 400 AMP CABLE PALMS; | Substation Accessories
21204 | CABLE ASSY,PWR,ELEC | TO SUIT NULEC 33/11 KV RECLOSERS; TIED SET OF 3 X 6 M LG 800 AMP,400 MM XLPE COPPER CABLE TAILS;C/W CABLE LUG,CABLE PALM,S/S BOLTS & WASHERS; | Substation Accessories
2488161 | CABLE ASSY,PWR,ELEC | AC Power Cord, 250V, 3 Core, 10A, 2m Lg, Mains Plug to IEC-C5 Connector, AS/NZS 3112 3 Pin Outlet | Communications
22148 | CABLE ASSY,PWR,ELEC | 11 KV;16 SQ MM;3 X SINGLE CORE 2 M LG; COPPER SCREENED XLPE/PVC;CABLE ENDS FITTED W/MOULDED TYPE STRESS CONES;FOR CONNECTING TRANSFORMER TO | Substation Accessories
21212 | CABLE ASSY,PWR,ELEC | TO SUIT NULEC 33/11 KV RECLOSERS; TIED SET OF 3 X 6 M LG 630 AMP,240 MM XLPE ALUMINIUM CABLE TAILS;C/W CABLE LUGS ,CABLE PALM,S/S BOLTS & WASHERS; | Substation Accessories
25019 | CABLE ASSY,RADIO FREQUENCY | Type 4S Master-Slave, 600V, Black Cat5e, 3 x RJ45, 65 x 70 x 1450mm Lg Y-Cable, for Modem to Interface, Moulded Black RJ45 to M/Slave Meter & Grey RJ45 Term | Metering Delivery
2491728 | CABLE ASSY,RADIO FREQUENCY | Y-Cable, 2 x HDR-E50 to BNC Connector, 2.8m | Communications
2497964 | CABLE ASSY,RADIO FREQUENCY | 1 x HDR-E50 to 24AWG Free End, 15m | Communications
2491710 | CABLE ASSY,RADIO FREQUENCY | 2 x HDR-E50 to Y-Join to 24AWG Free End, 3.5m | Communications
25078 | CABLE ASSY,RADIO FREQUENCY | Crossover Cable, 600V, Green Cat5, 150mm Lg Y-Cable, RJ45 & RS232 Connectors for Modem & Smart Hub Ports | Metering Delivery
2492759 | CABLE ASSY,RADIO FREQUENCY | PolyPhaser TSX-NFF Type N F/F Bulkhead Coaxial Surge Protector, 698MHz - 2.7GHz, DC Block, 500W, IP67, 40kA | Communications
12152 | CABLE BOX. | 12 KV;AIR INSULATED;TOP ENTRY; SINGLE GLAND;TO SUIT LUCY TYPE "F" RMU RING MAIN SECT AND TEE-OFF SECT; | Substation
17032 | CABLE BOX. | 12 KV;AIR INSULATED;TOP ENTRY;SINGLE GLAND;TO SUIT LUCY 'F' RMU;2 X RING MAIN BOXES & 1 X TEE-OFF BOX;KIT TO CONVERT TO TOP ENTRY FOR RING MAINS PURCHASED | Substation
22293 | CABLE BOX. | SUIT LMVP SWITCHGEAR RETROFIT;AIR INSULATED;SINGLE CABLE;USED IN C & I SUBSTNS; | Substation
21824 | CABLE BOX. | 36 KV;2000 AMP;25 KA,3 SEC;BUSBAR CABLE BOX;SF6 INSULATED BUS;BOTTOM ENTRY; SUITABLE FOR 2 X 630 SQ MM XLPE CABLES PER PHASE;TO SUIT HITACHI C-GIS | U/G Equipment
17380 | CABLE BOX. | LOW VOLTAGE;AIR INSULATED;BOTTOM ENTRY; TO SUIT ABB 315 KVA & 500 KVA GROUND TRANSFORMERS; | Substation
22104 | CABLE CORE ALIGNING TOOL. | NON-CONDUCTIVE,DOUBLE ENDED PLASTIC CORE ALIGNING TOOL;SUITS LV,4 X 24O SQ MM AL SECTOR MULTI-STRANDED (SM) XLPE WITH INSULATION ON SC21610 & SC22066; | Tools & Equipment
4691 | CABLE GLAND | POLYETHYLENE;WEATHERPROOF;M20 OD; C/W WASHERS,RINGS,SCREW & LOCKNUT; AS2052;PACK OF 25;FOR MIN CABLE OD 9.0 MM;MAX CABLE OD 12.5 MM; | Hardware & Tools
2438364 | CABLE GLAND | Brass, A2 Compression Fitting, M25 OD, 14.5 - 20.5mm, Non-armoured c/w Brass Locknuts | U/G Equipment
2456499 | CABLE GLAND | Brass, A2 Compression Fitting, M50 OD, 29.5- 38.1mm, Non-armoured c/w Brass Locknuts, IP66 | Hardware & Tools
2464998 | CABLE GLAND | Nylon, M16, 5-10mm OD, 15mm Lg Thread, A/F 21.8mm, Black, IP68 | Remote Generation
24843 | CABLE GLAND | NICKEL PLATED BRASS; M63 OD;IP 66/67/68; IEC 62444;MIN CABLE OD 44MM; MAX CABLE OD 57MM; C/W WASHERS RINGS AND LOCKNUTS | Hardware & Tools
23216 | CABLE GLAND | CABLE GLAND SET; CABLE GLAND; LOCK NUT, EARTH TAG (SET) FOR ARMOURED CABLE; USED FOR AFLC COUPLING EQUIPMENT; | Hardware & Tools
20229 | CABLE GLAND | NYLON; WEATHERPROOF; M63 OD; C/W; WASHERS, RING, SCREW & LOCKNUT; FOR CABLE OD 34-44MM; PACK OF 2; UOI is EACH | Hardware & Tools
22610 | CABLE GLAND | HV CABLE GLAND PLATE;FOR TYREE GT; TRIPLEX CABLE - READY;C/W 3 OFF M50 IP68 NYLON CABLE GLANDS AT 120 MM CENTRES; FOR C08088; | Hardware & Tools
22632 | CABLE GLAND | CORRUGATED GLAND;FOR 50 SQ MM FLEXIBLE CONDUIT;WHITE/GREY;PACK OF 5; | Hardware & Tools
21210 | CABLE GLAND | HEATSHRINK TYPE;TO SUIT 37 MM - 61 MM DIA HEATSHRINK CABLE ENTRY SEALING GLAND;SUITABLE FOR CABLE DIAMETERS 37 MM - 61 MM & CABINET ENTRY HOLE SIZE | Hardware & Tools
20265 | CABLE GLAND | METAL,NICKEL PLATED BRASS; WEATHERPROOF TO IP66;M60 OD;NEOPRENE SEAL;FOR MIN CABLE 40.1 MM;MAX CABLE 49.9 MM;C/W GU63 LOCKNUT;PACK OF 1; | PPE, Hardware & Tools
20033 | CABLE GLAND | GLAND PLATE SET;FOR CFCF ABB SAFELINK; | Substation Accessories
20031 | CABLE GLAND | GLAND PLATE SET;FOR CFC ABB SAFELINK; | Substation Accessories
19749 | CABLE GLAND | METAL,NICKEL PLATED BRASS;WEATHERPROOF TO IP 68;M50 OD;FULLY INSULATED PLASTIC INSERT & NEOPRENE SEAL;FOR MIN CABLE OD 24 MM;MAX CABLE 35 MM;PACK OF 1;FOR | Hardware & Tools
19674 | CABLE GLAND | GUNMETAL;WIPING GLAND;25 MM TO 83 MM RANGE;C/W S/S M12 EARTH STUD NUT & WASHER; | Hardware & Tools
18034 | CABLE GLAND | CORRUGATED PVC;STRAIGHT GLAND;20 MM CONDUIT FITTING;PACK OF 20; | Hardware & Tools
16028 | CABLE GLAND | CORROGATED GLAND,FOR ERICSSON TELEPHONE ISOLATION SYSTEM;PVC;WHITE/GREY;25 MM DIA;USED TO CONNECT CORROGATED CONDUIT TO COMBIESTER ENCLOSURE;PACK OF 20; | Hardware & Tools
4695 | CABLE GLAND | POLYETHYLENE;WEATHERPROOF;M50 OD;C/W WASHERS,RINGS,SCREW & LOCKNUT;FOR MIN CABLE OD 27 MM;MAX CABLE OD 38 MM; PACK OF 2; (issued as each) CTN QTY 84 | Hardware & Tools
4694 | CABLE GLAND | POLYETHYLENE;WEATHERPROOF;M40 OD; C/W WASHERS,RINGS,SCREW & LOCKNUT; AS2052;FOR MIN CABLE OD 19 MM; MAX CABLE OD 28 MM;PACK OF 5; | Hardware & Tools
4693 | CABLE GLAND | POLYETHYLENE;WEATHERPROOF;M32 OD; C/W WASHERS,RINGS,SCREW & LOCKNUT; AS2052;FOR MIN CABLE OD 17.0 MM; MAX CABLE OD 22.5 MM;PACK OF 1; | Hardware & Tools
4692 | CABLE GLAND | POLYETHYLENE;WEATHERPROOF;M25 OD;C/W WASHERS,RINGS,SCREW & LOCKNUT;AS2052; PACK OF 15;FOR MIN CABLE OD 12.0 MM;MAX CABLE OD 18.0 MM; | Hardware & Tools
15788 | CABLE SUPPORT STAND,LV | TOP ENTRY;LOW VOLTAGE CABLE SUPPORT FRAME;MANUFACTURED OF E15788K GALVANISED EZYSTRUT INTO A KIT FORM;TO BE ASSEMBLED ON SITE;PACK OF 1,PACK WEIGHT 15 KG; | Line Support Equip
15789 | CABLE SUPPORT STAND,LV | BOTTOM ENTRY;LOW VOLTAGE CABLE SUPPORT FRAME;MANUFACTURED OF P1000 GALVANISED UNISTRUT INTO A KIT FORM;TO BE ASSEMBLED ON SITE; | Substation
16494 | CABLE SUPPORT STAND,LV | BOTTOM ENTRY;LOW VOLTAGE CABLE SUPPORT FRAME,FOR USE OVER 750 KVA TFMR; MANUFACTURER OF E16494K GALVANISED EZYSTRUT INTO KIT FORM;TO BE ASSEMBLED | Line Support Equip
23790 | CABLE SUPPORT STAND,LV | 33 & 11KV VARIABLE FLOOR CLEAT CABLE CABLE,SUPPORT STAND FABRICATED STRUCTURE | Fabricated Metalware
6485 | CABLE TIE | 140 MM NOM LG,3.5 MM NOM W;BLACK NYLON; SELF LOCKING;MINIMUM LOOP TENSILE STRENGTH 13.6 KG;BAG OF 100,CARTON OF 30 000;FOR OUTDOOR USE; | Hardware & Tools
6489 | CABLE TIE | 290 MM NOM LG,5 MM NOM W;BLACK NYLON; SELF LOCKING;MINIMUM LOOP TENSILE STRENGTH 18 KGS;BAG OF 100;FOR OUTDOOR USE;CTN QTY 11,000 | Hardware & Tools
6909 | CABLE TIE | Nylon, Black, 550 x 13mm, UV Resistant UHD (P100) | Hardware & Tools
6490 | CABLE TIE | 100 MM NOM LG,3 MM NOM W;BLACK NYLON; SELF LOCKING;MINIMUM LOOP TENSILE STRENGTH 8 KGS;BAGS OF 100 IN CARTONS OF 10,000;FOR USE OUTDOOR; | Hardware & Tools
2407075 | CABLE TIE | Head, suitable for use with Service Cable Tie Strap (P25) (scm) | Hardware & Tools
2407076 | CABLE TIE | Strap, 15m Roll, suitable for use with Service Cable (scm) | Hardware & Tools
2472058 | CABLE TIE | Nylon, Green, 200 x 2.5mm, Pack of 100 | Hardware & Tools
2472041 | CABLE TIE | Nylon; Light Duty; 200mm x 2.5mm; Pack of 100 | Hardware & Tools
2434769 | CABLE TIE | Nylon, Black, UV Resistant, 530 x 9mm (P100) | O/Head Line
20711 | CABLE TIE | 520 MM LG;7.9 MM W;STAINLESS STEEL; GDE 340 HVY DUTY;PACK OF 100;U/W COMPOSITE CROSSARM IN LIEU OF SC12466; | Hardware & Tools
18989 | CABLE TIE | 360 MM LG;STAINLESS STEEL;GDE 304 HVY DUTY;PACK OF 100;U/W SC16655 & SC16656; | Hardware & Tools
6488 | CABLE TIE | 380 MM LG,(20 MM TO 100 MM DIA WIRE BUNDLE RANGE) 5 MM W NOM;NYLON, SELF LOCKING CABLE IDENTIFICATION TIE; PACK OF 100; | Hardware & Tools
6486 | CABLE TIE | Nylon, Black, 370 x 7.6mm, UV Resistant, Self Locking, Minimum Proof Tensile Strenght 22kgs, for Indoor & Outdoor Applications (P100) | Hardware & Tools
6487 | CABLE TIE | Nylon, Black, 200 x 4.8mm, UV Resistant (P100) | Hardware & Tools
22891 | CABLE, CONTROL | CONTROL CABLE;7 M;CC-07-01;TO SUIT NOJA RECLOSER; | Switchgear Distribution
21825 | CABLE,ASSEMBLY | RADIO CABLE ;USED TO CONNECT LIGHTNING ARRESTORS TO RADIO;U/W SC21172 RADIO SET & SC21708 SURGE ARRESTER;P/N CA-0041 3A18A70-08 70 CM SMA-MALE TO N -MALE; | Communications
21812 | CABLE,ASSEMBLY | DSS ANTENNA CABLE ASSEMBLY;LOW LOSS LMR400 COAXIAL CABLE,CONTAINED IN GREY CONDUIT;TERMINATED ONE END IN HIGH QUALITY N TYPE CONNECTOR;15 M ROLL; | Misc Non-Contract Items
7035 | CABLE,CONTROL,ELECTRICAL | UNDERGROUND;10 PAIR;1/0.9 MM DIA COPPER; POLYETHELENE INSULATED,UNIT TWIN CONSTRUCTION POLYESTER TAPED, POLYETHELENE CORE SCREEN INSULATED | Cables
7040 | CABLE,CONTROL,ELECTRICAL | UNDERGROUND;20 PAIR;1/0.9 MM DIA COPPER; (ABBREV.DESCR.PEIUTPHJ)COPPER WIRE SCREENED WITH SCREENING FACTOR OF 0.3; 1200 M DRUM SIZE;SPINDLE HOLE SIZE | Cables
7208 | CABLE,CONTROL,ELECTRICAL | Control, 450/750V, 2C, 2.5mm2, PVC/PVC Black Sheath, (7/0.67) Metre Marked, Numbered Active Cores, 250m Wood Drum, Drum Weight 55kg, AS5000.3 | Cables
7210 | CABLE,CONTROL,ELECTRICAL | Control, 450/750V, 8C, 2.5mm2, PVC/PVC Black Sheath, (7/0.67) Metre Marked, Numbered Active Cores, 250m Wood Drum, Drum Weight 124kg, AS5000.3; | Cables
7212 | CABLE,CONTROL,ELECTRICAL | Control, 450/750V, 8C, 6mm2, PVC/PVC Black Sheath, (7/1.04) Metre Marked, Numbered Active Cores, 250m Wood Drum, Drum Weight 226kg, AS5000.3 | Cables
19616 | CABLE,CONTROL,ELECTRICAL | Control, 450/750V, 2C, 6mm2, PVC/PVC, Black Sheath, (7/1.04) Metre Marked, Numbered Active Cores, 250m Wood Drum, Drum Weight 98kg, AS5000.3 | Cables
18760 | CABLE,CONTROL,ELECTRICAL | 20 CORE;10 PR;TWISTED 7/0.5,1.5 MM; NUMBERED BLACK & WHITE INSULATED CORES; BLACK PVC SHEATH;AS2373;DRUM SIZE 500 M, DRUM WEIGHT 442 KG; | Cables
15928 | CABLE,CONTROL,ELECTRICAL | 0.6/1 KV;SUBSTATION CONTROL;4 CORES;4 SQ MM-7/0.85 MM;PVC/PVC,BLACK SHEATH;CORES NUMBERED,WHITE CHARACTERS ON BLACK, CABLE LG MARKED AT ONE M;WHEN STOCKS | Cables
15680 | CABLE,CONTROL,ELECTRICAL | INSTRUMENTATION,20 CORE;0.5 MM SQ - 7/0.30 MM;PVC/PVC,TWISTED PAIR WITH OVERALL SCREEN,BLACK SHEATHED;CORES NUMBERED;AS2373 PART 1;100 M DRUM SIZE, | Cables
15384 | CABLE,CONTROL,ELECTRICAL | 20 CORE 10 PAIR TWISTED;0.5 MM;SHEATHED INDOOR SCREENED TELEPHONE CABLE;FOR SUBSTATION SACS,T FACE WITH MICC,250 M DRUM,DRUM WEIGHT 26.5 KG; | Cables
11137 | CABLE,CONTROL,ELECTRICAL | Control, 450/750V, 12C, 6mm2, PVC/PVC, Black Sheath, (7/1.04) Metre Marked, Numbered Active Cores, 250m Wood Drum, Drum Weight 310kg, AS5000.3 | Cables
9876 | CABLE,CONTROL,ELECTRICAL | Sub Control, 4C, Quad PVC/PV Cream Sheath, (1/0.5) Screened, Colour Coding to Telecom Sched C5260 Appendix A, 250m Drum, Indoor Only | Cables
7306 | CABLE,CONTROL,ELECTRICAL | Sub Control, 2C, 1 PR Twisted PVC/PVC, Cream Sheath, (1/0.5) Screened, Colour Coding to Telecom Sched C5260 Appendix A, 250m Drum, Indoor Only | Cables
7219 | CABLE,CONTROL,ELECTRICAL | Control, 450/750V, 4C, 25mm2, PVC/PVC, Black Sheath, (19/1.35) Metre Marked, Numbered Active Cores, 250m Wood Drum, Drum Weight 352kg, AS5000.3 | Cables
7218 | CABLE,CONTROL,ELECTRICAL | Control, 450/750V, 2C, 25mm2, PVC/PVC, Black Sheath, (19/1.35) Metre Marked, Numbered Active Cores, 250m Wood Drum, Drum Weight 210kg, AS5000.3 | Cables
7215 | CABLE,CONTROL,ELECTRICAL | Control, 450/750V, 2C, 10mm2, PVC/PVC, Black Sheath, (7/1.35) Metre Marked, Numbered Active Cores, 250m Wood Drum, Drum Weight 135kg, AS5000.3 | Cables
7214 | CABLE,CONTROL,ELECTRICAL | Control, 450/750V, 4C, 10mm2, PVC/PVC Black Sheath, (7/1.35) Metre Marked, Numbered Active Cores, 250m Wood Drum, Drum Weight 189kg, AS5000.3 | Cables
7213 | CABLE,CONTROL,ELECTRICAL | Control, 450/750V, 4C, 6mm2, PVC/PVC Black Sheath, (7/1.04) Metre Marked, Numbered Active Cores, 250m Wood Drum, Drum Weight 144kg, AS5000.3 | Cables
22348 | CABLE,CONTROL,ELECTRICAL | REPLACEMENT UNIVERSAL CONTROL CABLE;FOR STEP VOLTAGE REGULATOR;12 PIN 30FT LEED; FOR USE WITH ALL CPS REGULATORS PRE 2009 PACK OF 1; | Regulator
22116 | CABLE,CONTROL,ELECTRICAL | Control, 450/750V, 4C, 25mm2, CU CU/PVC/PVC/DBT/PVC, Metallic Screen, (19/1.35) Metre Marked, Numbered Active Cores, 250m Wood Drum, AS5000.3 | Cables
22115 | CABLE,CONTROL,ELECTRICAL | Control, 450/750V, 4C, 16mm2 CU CU/PVC/PVC/DBT/PVC, Metallic Screen, (7/1.70) Metre Marked, Numbered Active Cores, 250m Wood Drum, AS5000.3 | Cables
22114 | CABLE,CONTROL,ELECTRICAL | Control, 450/750V, 4C, 10mm2 CU CU/PVC/PVC/DBT/PVC, Metallic Screen, (7/1.35) Meter Marked, Numbered Active Cores, 250m Wood Drum, AS5000.3 | Cables
22113 | CABLE,CONTROL,ELECTRICAL | Control, 450/750V, 4C, 6mm2 Cu, BCU/PVC/PVC/DBT/PVC, Metallic Screen, (7/1.04) Metre Marked, Numbered Active Cores, 250m Wood Drum, AS5000.3 | Cables
22112 | CABLE,CONTROL,ELECTRICAL | Control, 450/750V, 12C, 2.5mm2 CU CU/PVC/PVC/DBT/PVC, Metallic Screen, (7/0.67) Metre Marked, Numbered Active Cores, 250m Wood Drum, AS5000.3 | Cables
22111 | CABLE,CONTROL,ELECTRICAL | Control, 450/750V, 4C, 2.5mm2 CU CU/PVC/PVC/DBT/PVC, Metallic Screen, (7/0.67) Meter Marked, Numbered Active Cores, 250m Wood Drum, AS5000.3 | Cables
20108 | CABLE,CONTROL,ELECTRICAL | TELEPHONE CABLE;10 PAIR;0.64 MM;EXT JELLY FILLED;PE/NY; | Hardware & Tools
24639 | CABLE,CONTROL,ELECTRICAL | Control, 450/750V; 12C, 4mm2, Stranded, PVC/PVC, Black Sheath, Metre Marked, Numbered Active Cores, 250m Drum, Drum Weight 224kg, AS5000.3 | Cables
24638 | CABLE,CONTROL,ELECTRICAL | Control, 450/750V; 8C, 4mm2, Stranded, PVC/PVC, Black Sheath, Metre Marked, Numbered Active Cores, 250m Drum, Drum Weight 164kg, AS5000.3 | Cables
24637 | CABLE,CONTROL,ELECTRICAL | Control, 450/750V; 4C, 4mm2, Stranded, PVC/PVC, Black Sheath, Metre Marked, Numbered Active Cores, 250m Drum, Drum Weight 104kg, AS5000.3 | Cables
24636 | CABLE,CONTROL,ELECTRICAL | Control, 450/750V; 2C, 4mm2, Stranded, PVC/PVC, Black Sheath, Metre Marked, Numbered Active Cores, 250m Drum, Drum Weight 74kg, AS5000.3 | Cables
24635 | CABLE,CONTROL,ELECTRICAL | Control, 450/750V; 6C, 4mm2, Stranded, PVC/PVC, Black Sheath, Metre Marked, Numbered Active Cores, 250m Drum, Drum Weight 129kg, AS5000.3 | Cables
24634 | CABLE,CONTROL,ELECTRICAL | Control, 450/750V; 12C,1.5mm2, Unbunched PVC/PVC, Black Sheath, Metre Marked, Numbered Active Cores, 250m Drum, Drum Weight 148kg, AS5000.3 | Cables
23948 | CABLE,CONTROL,ELECTRICAL | REPLACEMENT UNIVERSAL CONTROL CABLE; FOR STEP VOLTAGE REGULATOR; 14 PIN 30FT LEAD; FOR USE WITH ALL CPS REGULATORS POST 2009 WITH 230V AUX WINDINGS; PACK 1 | Regulator
13142 | CABLE,CONTROL,ELECTRICAL | Control, 450/750V, 4C, 16mm2 PVC/PVC, Black Sheath, (7/1.70) Metre Marked, Numbered Active Cores, 250m Wood Drum, Drum Weight 401kg, AS5000.3 | Cables
12013 | CABLE,CONTROL,ELECTRICAL | 0.6/1 KV;SUBSTATION CONTROL;8 CORES; 4 SQ MM-7/0.85 MM;PVC/PVC,BLACK SHEATH; CORES NUMBERED,WHITE CHARACTERS ON BLACK,CABLE LG MARKED AT ONE M;WHEN | Cables
24968 | CABLE,CONTROL,ELECTRICAL | 19 INCH ADAPTER 14 PIN TO 12 PIN CABLE ASSEMBLY; | Regulator
24325 | CABLE,CONTROL,ELECTRICAL | Control, 450/750V; 7C, 2.5mm2, Stranded, PVC/PVC, Black Sheath, Metre Marked, Numbered Active Cores, 100m Drum, AS5000.3 | Cables
24326 | CABLE,CONTROL,ELECTRICAL | Control, 450/750V; 7C, 4mm2, Stranded, PVC/PVC, Black Sheath, Metre Marked, Numbered Active Cores, 100m Drum, AS5000.3 | Cables
7211 | CABLE,CONTROL,ELECTRICAL | Control, 450/750V, 12C, 2.5mm2, PVC/PVC Black Sheath, (7/0.67) Metre Marked, Numbered Active Cores, 250m Wood Drum, Drum Weight 160kg, AS5000.3 | Cables
7209 | CABLE,CONTROL,ELECTRICAL | Control, 450/750V, 4C, 2.5mm2, PVC/PVC Black Sheath, (7/0.67) Metre Marked, Numbered Active Cores, 250m Wood Drum, Drum Weight 75kg, AS5000.3 | Cables
7082 | CABLE,CONTROL,ELECTRICAL | AERIAL,PILOT;20 PR;1/0.9 MM;POLYETHYLENE /POLYETHYLENE,POLYESTER TAPED,COPPER TAPE SCREENED;WITH 7/2.00 GALVANISED STEEL INTEGRAL BEARER;500 M DRUM;DRUM | Cables
17335 | CABLE,COVER | RUBBER INSERT;FOR USE WITH HELICAL SERVCE FITTINGS;TO SUIT DOUBLE INSULATION;NS CABLE,16 SQ MM,7/1.70 MM 3 & 4 COND/7/1.70 MM 2 COND;PACK OF 10, | Line Hardware
17336 | CABLE,COVER | RUBBER INSERT;FOR USE WITH HELICAL SERVICE FITTINGS;TO SUIT DOUBLE INSULATED,P.W.C.;16 SQ MM,7/1.70 MM 2 COND;PACK OF 10;U/W STOCK CODE 06459; | Line Hardware
22781 | CABLE,COVER | PED JUNCTION COVER;FOR 25-70 SQ MM CABLES;USED IN REPAIR OF PORTABLE EARTHING DEVICES BY REDEQUIP | Tools & Equipment
22446 | CABLE,EARTHING,KIT | POLYLAM,EARTHING KIT;3 PHASE;TO SUIT 1000 SQ MM AL XLPE/CWS/LAT/LDPE/MDPE; W/- TERMITE REPELLANT;FULLY WB 19/33 KV CABLE TERMINATION EPKT-36F1X0; | U/G Equipment
17367 | CABLE,FIBRE OPTIC | DUPLEX;POLYMER;FOR USE WITH RS485 INTERFACE & SICAM CONTROLLERS;500 METRES PER ROLL;REFER STOCK CODE 17368 FOR DUPLEX CONNECTOR & STOCK CODE 17369 | Cables
19879 | CABLE,FIBRE OPTIC | 12 SINGLE MODE 10/125U;RISER CABLE; HIGH STRENGTH;PVC,JACKETED FIBRE;DRUM SIZE 2000 M;SHELF LIFE 35 YEARS; | Cables
18025 | CABLE,FIBRE OPTIC | 12 FIBRE MULTIMODE 62.5 UM/125 UM OVERHEAD ADSS LOOSE TUBE CABLE; 150 M SPAN;WITH BIRD & RODENT PROTECTION ; | Cables
17841 | CABLE,FIBRE OPTIC | 36 FIBRE SINGLE MODE ADSS LOOSE TUBE CABLE;150 M SPAN;160 KM/HR WIND SPEED WITH SACRIFICIAL SHEATH; | Cables
17838 | CABLE,FIBRE OPTIC | 18 FIBRE SINGLE MODE ADSS LOOSE TUBE CABLE;150 M SPAN;160 KM/HR WIND SPEED WITH SACRIFICIAL OUTER SHEATH; | Cables
17836 | CABLE,FIBRE OPTIC | 8 FIBRE MULTIMODE 62.5U/12S/UM;OVERHEAD ADSS LOOSE TUBE CABLE;12.8 MM OD;150 M SPAN; WITH SACRIFICIAL OUTER SHEATH; DRUM SIZE 2000 M,DRUM DIA 1200/600/740, | Cables
21854 | CABLE,FIBRE OPTIC | Aerial, 72 Fibres SMOF, ADSS, Short Span (0-250mm), 12.6mm Dia, Drum Dia 1400/840/1065, 4000m Drum | Cables
20675 | CABLE,FIBRE OPTIC | Aerial, 48 Fibres SMOF, OPGW, 14.5mm Dia Rating 14.85kA/0.5Sec & 10.7kA/1Sec, Breaking Load 65kN, Central Core S/Steel Tube, Left Hand Lay | Cables
17830 | CABLE,FIBRE OPTIC | 16 OPTICAL FIBRE (12 SM + 4 MM) TERMITE & RODENT PROTECTION CABLE;SUITABLE FOR DUCT AND DIRECT BURIED APPLICATIONS; DRUM SIZE 1300 M,DRUM WEIGHT 110 KG; | Cables
2481877 | CABLE,FIBRE OPTIC | U/Ground, Ploughed, 72 Fibres SMOF, Tensile 6kN, Crush 3kN, c/w Termite Protection, 4000m Drum | Cables
2481869 | CABLE,FIBRE OPTIC | U/Ground, 72 Fibres SMOF, c/w Termite Protection, 4000m Drum | Cables
2481851 | CABLE,FIBRE OPTIC | Aerial, 72 Fibres SMOF, OPGW, 14.0mm Dia 15.8kA, 4000m Drum | Cables
2481844 | CABLE,FIBRE OPTIC | Aerial, 72 Fibres SMOF, ADSS, Long Span (0-600m), 4000m Drum | Cables
24830 | CABLE,FIBRE OPTIC | Aerial, 72 Fibres SMOF, OPGW, 11.1mm Dia 4.9kA, Left Hand Lay, 4000m Drum | Cables
24278 | CABLE,FIBRE OPTIC | 8 FIBRE MULTIMODE 50U/125/UM; OM4; OVERHEAD; ADSS LOOSE TUBE CABLE; NOM 12.8MM OD; 150M SPAN; SACRIFICIAL OUTER SHEATH; DRUM SIZE 2000M; | Cables
23373 | CABLE,FIBRE OPTIC | PATCH CABLES, FIBRE OPTIC; 3M LC-LC MULTIMODE OM3; 50U;BLUE;3MM JACKET; INDIVIDUALLY SEALED; | Communications
23371 | CABLE,FIBRE OPTIC | FIBRE OPTIC PATCH CABLE; 5M LC-LC MULTIMODE OM3;50U FIBRE OPTIC; PATCH LEAD;BLUE;3MM JACKET; INDIVIDUALLY SEALED; | Communications
2486777 | CABLE,FIBRE OPTIC | U/Ground, Ploughed, 72 Fibres SMOF, Tensile 3kN, Crush 2kN, c/w Termite & Rodent Protection, 4000m Drum | Cables
2486769 | CABLE,FIBRE OPTIC | U/Ground, Ploughed, 72 Fibres SMOF, Tensile 2kN, Crush 2kN, c/w Termite Protection, 4000m Drum | Cables
2481927 | CABLE,FIBRE OPTIC | U/Ground, DTS, 4 Fibres SMOF, 4 Fibres MMOF, OM3, c/w Termite & Rodent Protection, 4000m Drum | Cables
2481919 | CABLE,FIBRE OPTIC | U/Ground, 24 Fibres MMOF, OM4, c/w Termite & Rodent Protection, 4000m Drum | Cables
2481901 | CABLE,FIBRE OPTIC | U/Ground, Ploughed, 72 Fibres SMOF, Tensile 6kN, Crush 4kN, c/w Termite & Rodent Protection, 4000m Drum | Cables
2481893 | CABLE,FIBRE OPTIC | U/Ground, 72 Fibres SMOF, c/w Termite & Rodent Protection, 4000m Drum | Cables
2481885 | CABLE,FIBRE OPTIC | U/Ground, DTS, 4 Fibres SMOF, 4 Fibres MMOF, OM3, c/w Termite Protection, 4000m Drum | Cables
22845 | CABLE,FIBRE OPTIC | 72 FIBRE SINGLE MODE INDOOR RISER LSZH; 14 MM OD;G657.A FIBRE(G652.D COMPATIBLE) TIGHT BUFFER; DRUM 2000 M MIN BEND RADIUS 280 MM; | Cables
22843 | CABLE,FIBRE OPTIC | 12 FIBRE SINGLE MODE INDOOR RISER LSZH; 7.2 MM OD;G657.A FIBRE (G652.D COMPATIBLE);TIGHT BUFFER;DRUM 2000 M; MIN BEND RADIUS 144 MM; | Cables
2433761 | CABLE,HARNESS. | 5 WIRE (3P+N+G);VOLTAGE CABLE HARNESS; WITH FUSED BANANA PLUG ENDS & DETACHABLE SMALL CROCODILE CLAMPS;U/W SC20277;FOR PM45 POWER ANALYSER; | Hardware & Tools
2433779 | CABLE,HARNESS. | 5 WIRE (3P+N+G);VOLTAGE CABLE HARNESS; C/W FIXED FUSED LARGE CROCODILE CLAMPS; U/W SC20207;FOR PM45 POWER ANALYSER; COMPLIES WITH IEC 61010-1 & 61010-1031 | Hardware & Tools
19617 | CABLE,INSTRUMENTATION ELECTRICAL | 4 CORE;2 PR;TWISTED 7/0.5,1.5 MM;PLAIN COPPER;OVERALL SCREEN PE/PVC;AS/NZS 2373.2;250 M DRUM SIZE,DRUM WEIGHT 86 KG ; | Cables
22741 | CABLE,INSTRUMENTATION ELECTRICAL | 0.6/1KV;6 SQ MM;CLASS 5 FLEXIBLE CABLE; RED/BLUE;84/0.3;CLEAR OUTER SHEATH; 100 M ROLL;FOR TELECOMMUNICATIONS WORK; | Cables
22743 | CABLE,INSTRUMENTATION ELECTRICAL | 0.6/1 KV;2.5 SQ MM;CLASS 5 FLEXIBLE CABLE;RED/BLACK;50/0.25;CLEAR OUTER SHEATH;100 M ROLL;FOR TELECOMMUNICATIONS WORK; | Cables
22740 | CABLE,INSTRUMENTATION ELECTRICAL | FIGURE 8 CABLE;2 CORE;RED/BLACK CONDUCTOR,SIZE 16/0.30;100 M ROLL;FOR TELECOMMUNICATIONS WORK; | Hardware & Tools
22744 | CABLE,INSTRUMENTATION ELECTRICAL | 2.5 SQ MM;CLASS 5 FLEXIBLE CABLE; RED/BLUE;50/0.25;CLEAR OUTER SHEATH; 100 M ROLL;FOR TELECOMMUNICATIONS WORK; | Cables
22745 | CABLE,INSTRUMENTATION ELECTRICAL | 0.6/1 KV;1.5 SQ MM;CLASS 5 FLEXIBLE CABLE;RED/BLUE;30/0.25;CLEAR OUTER SHEATH;100 M ROLL;FOR TELECOMMUNICATIONS WORK; | Cables
6966 | CABLE,POWER,ELECTRICAL | 33 KV;500 SQ MM;STRANDED;ALUMINIUM CONDUCTOR;SINGLE CORE;XLPE INSULATED 95 SQ MM STRANDED COPPER SCREEN,PVC OUTER SHEATH;SECURITY STOCK; | Cables
16009 | CABLE,POWER,ELECTRICAL | 11 KV;80 SQ MM;AAAC/1120;SINGLE CORE; XLPE INSULATED,BLACK POLYETHYLENE SHEATHED;COVERED CONDUCTOR;AS1531; 500 M DRUM; | Cables
16008 | CABLE,POWER,ELECTRICAL | 11 KV;40 SQ MM;AAAC/1120;SINGLE CORE; XLPE INSULATED,BLACK POLYETHYLENE SHEATHED;COVERED CONDUCTOR;AS1531; 500 M DRUM; | Cables
15955 | CABLE,POWER,ELECTRICAL | 11 KV;150 SQ MM;COMPACTED ALUM;3 CORE; XLPE INSULATED,NON-METALLIC SCREENED; COMPACTED AAAC/1120 (19/3.65) CATENARY; AERIAL BUNDLE CABLE;AS3599.2;500 M DRUM; | Cables
15954 | CABLE,POWER,ELECTRICAL | 11 KV;95 SQ MM;COMPACTED ALUM;3 CORE; XLPE INSULATED,NON-METALLIC SCREENED; COMPACTED AAAC/1120 (7/5.00) CATENARY; AERIAL BUNDLE CABLE;AS3599.2;500 M DRUM; | Cables
15475 | CABLE,POWER,ELECTRICAL | 11 KV;300 SQ MM;COPPER CONDUCTOR;3 CORE; SCREENED PLYHDPE;300 M DRUM SIZE,WOODEN DRUM,2200/1500/1150,MAX 5.2 TONNES, 108 MM SPINDLE HOLE; | Cables
14796 | CABLE,POWER,ELECTRICAL | 6.35/11 KV;240 SQ MM;STRANDED,COMPACTED; ALUMINIUM CONDUCTOR;3 CORE;XLPE,COPPER WIRE SCREEN (21 X 0.85 MM DIA),PVC/HDPE COMPOSITE SHEATH;AS4026; | Cables
2497683 | CABLE,POWER,ELECTRICAL | Flexible, 0.6/1kV, 1C, 120mm2 Cu, X-HF-110 Orange/HFS-110-TP Black, Double Insulated, 250m Drum, AS5000.1 | Cables
2401169 | CABLE,POWER,ELECTRICAL | Aerial, 0.6/1kV, 4 x 50mm2 Al ABC, XLPE Insulated (LVABC), 500m Steel Drum, JTS 03-03-02 | Cables
2403244 | CABLE,POWER,ELECTRICAL | Bldg Wire, 450/750V, 2C, 2.5mm2 Cu (7/0.67), V-90 PVC Insul, 3V-90 TPS Black, Flat, 100m Drum | Cables
2466399 | CABLE,POWER,ELECTRICAL | Flexible, 0.6/1kV, 1C, 70mm2 (980/0.30) Cu/X-HF-90/HFS-90-TP, 100m Wood Drum, JTS 03-01-08 | Cables
2466381 | CABLE,POWER,ELECTRICAL | Flexible, 0.6/1kV, 1C, 50mm2 (714/0.30) Cu/X-HF-90/HFS-90-TP, 100m Wood Drum, JTS 03-01-08 | Cables
2466373 | CABLE,POWER,ELECTRICAL | Flexible, 0.6/1kV, 1C, 35mm2 (490/0.30) Cu/X-HF-90/HFS-90-TP, 100m Wood Drum, JTS 03-01-08 | Cables
2466845 | CABLE,POWER,ELECTRICAL | 0.6/1kV, 1C, 240mm2 Cu/X-HF-90 Insul/ HFS-90-TP Bedding/DBT/HFS-90-TP Orange Sheath, Natural Insul, 250m Wood Drum, JTS 03-01-08 | Cables
2466829 | CABLE,POWER,ELECTRICAL | 0.6/1kV, 1C, 95mm2 Cu/X-HF-90 Insul/ HFS-90-TP Bedding/DBT/HFS-90-TP Orange Sheath, Natural Insul, 500m Wood Drum, JTS 03-01-08 | Cables
2466811 | CABLE,POWER,ELECTRICAL | 0.6/1kV, 1C, 70mm2 Cu/X-HF-90 Insul/ HFS-90-TP Bedding/DBT/HFS-90-TP Orange Sheath, Natural Insul, 500m Wood Drum, JTS 03-01-08 | Cables
2466985 | CABLE,POWER,ELECTRICAL | 0.6/1kV, 4C+E 400mm2+120mm2 E Cu/X-HF-90 Insul/HFS-90-TP Bedding/DBT/HFS-90-TP, Orange Sheath, Red Wht Blue Blk Grn/Ylw Insul, 100m Wood Drum, JTS 03-01-08 | Cables
2466977 | CABLE,POWER,ELECTRICAL | 0.6/1kV, 4C+E, 240mm2+95mm2 E Cu/X-HF-90 Insul/HFS-90-TP Bedding/DBT/HFS-90-TP, Orange Sheath, Red Wht Blue Blk Grn/Ylw Insul, 100m Wood Drum, JTS 03-01-08 | Cables
2466969 | CABLE,POWER,ELECTRICAL | 0.6/1kV, 4C+E, 70mm2+25mm2 E Cu/X-HF-90 Insul/HFS-90-TP Bedding/DBT/HFS-90-TP, Orange Sheath, Red Wht Blue Blk Grn/Ylw Insul, 500m Wood Drum, JTS 03-01-08 | Cables
2466951 | CABLE,POWER,ELECTRICAL | 0.6/1kV, 4C+E, 35mm2+10mm2 E Cu/X-HF-90 Insul/HFS-90-TP Bedding/DBT/HFS-90-TP, Orange Sheath, Red Wht Blue Blk Grn/Ylw Insul, 500m Wood Drum, JTS 03-01-08 | Cables
2466944 | CABLE,POWER,ELECTRICAL | 0.6/1kV, 4C+E, 25mm2+6mm2 E Cu/X-HF-90 Insul/HFS-90-TP Bedding/DBT/HFS-90-TP, Orange Sheath, Red Wht Blue Blk Grn/Ylw Insul, 500m Wood Drum, JTS 03-01-08 | Cables
2466928 | CABLE,POWER,ELECTRICAL | 0.6/1kV, 4C+E, 6mm2+2.5mm2 E Cu/X-HF-90 Insul/HFS-90-TP Bedding/DBT/HFS-90-TP, Orange Sheath, Red Wht Blue Blk Grn/Ylw Insul, 500m Wood Drum, JTS 03-01-08 | Cables
2466910 | CABLE,POWER,ELECTRICAL | 0.6/1kV, 4C+E, 4mm2+2.5mm2 E Cu/X-HF-90 Insul/HFS-90-TP Bedding/DBT/HFS-90-TP, Orange Sheath, Red Wht Blue Blk Grn/Ylw Insul, 500m Wood Drum, JTS 03-01-08 | Cables
2466886 | CABLE,POWER,ELECTRICAL | 0.6/1kV, 2C, 4mm2 Cu/X-HF-90 Insul/ HFS-90-TP Bedding/DBT/HFS-90-TP, Black Sheath, Red & Black Insul, 100m Wood Drum, JTS 03-01-08 | Cables
2401145 | CABLE,POWER,ELECTRICAL | 450/750V, 2C, 6mm2 (7/1.04) Cu/PVC Insul /PVC Sheath, White, Flat, 100m Plastic Spool, JTS 03-01-08 | Cables
1541785 | CABLE,POWER,ELECTRICAL | 450/750V, 2C+E, 2.5mm2 (7/0.67) Cu/PVC Sheath, SDI, White, Flat, JTS 03-01-08 (scm) | Cables
1313028 | CABLE,POWER,ELECTRICAL | 0.6/1kV, 1C, 50mm2 (19/1.78) Hard Drawn, Cu/XLPE (X-90UV) Insul, Black, Metre Marked, 250m Wood Drum, JTS 03-01-08 (scm) | Cables
1313021 | CABLE,POWER,ELECTRICAL | 0.6/1kV, 1C, 35mm2 (19/1.53) Hard Drawn, Cu/XLPE (X-90UV) Insul, Metre Marked, 250m Wood Drum, JTS 03-01-08 (scm) | Cables
2401130 | CABLE,POWER,ELECTRICAL | 0.6/1kV, 1C, 25mm2 (19/1.35) Hard Drawn, Cu/XLPE (X-90UV) Sheath, Black, 250m Wood Drum, JTS 03-01-08 (scm) | Cables
2401142 | CABLE,POWER,ELECTRICAL | 0.6/1kV, 1C, 16mm2 (7/1.70) Cu/PVC (V-90) Insul, White, 100m Wood Drum, JTS 03-01-08 | Cables
2401141 | CABLE,POWER,ELECTRICAL | 0.6/1kV, 1C, 16mm2 (7/1.70) Cu/PVC (V-90) Insul, Blue, 100m Wood Drum, JTS 03-01-08 | Cables
1542943 | CABLE,POWER,ELECTRICAL | 0.6/1kV, 1C, 10mm2 (7/1.35) Cu/PVC (V-90) Sheath, Black, 100m Plastic Spool, JTS 03-01-08 (scm) | Cables
1542935 | CABLE,POWER,ELECTRICAL | 0.6/1kV, 1C, 10mm2 (7/1.35) Cu/PVC (V-90) Sheath, Red, 100m Plastic Spool, JTS 03-01-08 | Cables
1542889 | CABLE,POWER,ELECTRICAL | 0.6/1kV, 1C, 6mm2 (7/1.04) Cu/PVC (V-90) Sheath, White, 100m Plastic Spool, JTS 03-01-08 | Cables
1542811 | CABLE,POWER,ELECTRICAL | 0.6/1kV, 1C, 4mm2 (7/0.85) Cu/PVC (V-90) Sheath, Blue, 100m Plastic Spool, JTS 03-01-08 | Cables
1542803 | CABLE,POWER,ELECTRICAL | 0.6/1kV, 1C, 4mm2 (7/0.85) Cu/PVC (V-90) Sheath, White, 100m Plastic Spool, JTS 03-01-08 | Cables
2400210 | CABLE,POWER,ELECTRICAL | 0.6/1kV, 1C, 16mm2 (7/1.70) Cu/XLPE (X-90UV) Sheath, Red, 250m Wood Drum, JTS 03-01-08 | Cables
2401198 | CABLE,POWER,ELECTRICAL | 0.6/1kV, 1C, 240mm2 Cu/XLPE (X-90UV) Insul, Black, Metre Marked, 250m Wood Drum, JTS 03-01-08 (scm) | Cables
1543140 | CABLE,POWER,ELECTRICAL | 0.6/1kV, 1C, 185mm2 (37/2.52) Cu/XLPE (X-90UV) Insul, Black, Metre Marked, 250m Wood Drum, JTS 03-01-08 (scm) | Cables
1543133 | CABLE,POWER,ELECTRICAL | 0.6/1kV, 1C, 150mm2 (37/2.25) Cu/XLPE (X-90UV) Insul, Black, Metre Marked, 250m Wood Drum, JTS 03-01-08 (scm) | Cables
2402818 | CABLE,POWER,ELECTRICAL | 0.6/1kV, 1C, 95mm2 (37/1.78) Cu/XLPE (X-90UV) Insul, Black, Metre Marked, 250m Wood Drum, JTS 03-01-08 (scm) | Cables
1543176 | CABLE,POWER,ELECTRICAL | 0.6/1kV, 1C, 70mm2 (19/2.14) Cu/XLPE (X-90UV) Insul, Black, Metre Marked, 250m Wood Drum, JTS 03-01-08 (scm) | Cables
1543184 | CABLE,POWER,ELECTRICAL | 0.6/1kV, 1C, 70mm2 (19/2.14) Cu/XLPE (X-90) Insul, Grn/Ylw, Metre Marked, 250m Wood Drum, JTS 03-01-08 (Not for outdoor use) | Cables
1543095 | CABLE,POWER,ELECTRICAL | 0.6/1kV, 1C, 16mm2 (7/1.70) Cu/XLPE (X-90UV) Insul, Black, Metre Marked, 250m Wood Drum, JTS 03-01-08 (scm) | Cables
2493294 | CABLE,POWER,ELECTRICAL | 0.6/1kV, 1C, 185mm2 Cu, Circular Stranded, XLPE Insulated, PVC Sheath | Cables
2466894 | CABLE,POWER,ELECTRICAL | 0.6/1kV, 2C+E, 6mm2 + 2.5mm2 E Cu/ X-HF-90 Insulated/HFS-90-TP Bedding/DBT/ HFS-90-TP Orange Sheath, Red Black Green/Yellow Insulation, 500m Wood Drum | Cables
2451391 | CABLE,POWER,ELECTRICAL | 0.6/1kV, 4C+E, 70mm2 + 25mm2 E (18/2.35) Cu, X-90 Insulated/HFS-110-TP Bedded/DBT /HFS-110-TP Sheath/Nylon/HFS-110-TP Sheath, UV Stabilised, EESS-10733-01, | Cables
2492767 | CABLE,POWER,ELECTRICAL | U/Ground, 12.7/22kV, 1Cx400mm2 Al/TR-XLPE Insulated/(52/1.53) CWS/ Semiconduct WBT/Polylaminate Al, MDPE, 500m Steel Drum | Cables
2492205 | CABLE,POWER,ELECTRICAL | Flexible, 0.6/1kV, 1C, 185mm2 Cu, X-HF-110 Orange/HFS-110-TP Black, Double Insulated, 250m Drum, AS5000.1 | Cables
2492197 | CABLE,POWER,ELECTRICAL | Flexible, 0.6/1kV, 1C, 95mm2 Cu, X-HF-110 Orange/HFS-110-TP Black, Double Insulated, 250m Drum, AS5000.1 | Cables
2466936 | CABLE,POWER,ELECTRICAL | 0.6/1kV, 4C+E, 16mm2+6mm2 E Cu/X-HF-90 Insul/HFS-90-TP Bedding/DBT/HFS-90-TP, Orange Sheath, Red Wht Blue Blk Grn/Ylw Insul, 500m Wood Drum, JTS 03-01-08 | Cables
2466902 | CABLE,POWER,ELECTRICAL | 0.6/1kV, 2C+E, 4mm2+2.5mm2 E Cu/X-HF-90 Insul/HFS-90-TP Bedding/DBT/HFS-90-TP, Orange Sheath, Red Blk Grn/Ylw Insul, 500m Wood Drum, JTS 03-01-08 | Cables
2490993 | CABLE,POWER,ELECTRICAL | U/Ground,0.6/1kV, 4C x 25mm2 Al/XLPE Insulated/PVC Sheath, Waterblocked, Black, 500m Wood Drum | Cables
2490878 | CABLE,POWER,ELECTRICAL | 0.6/1kV, 1C x 1.5mm2 (30/0.25) Cu, X-HF-90, Grey, 100m Plastic Spool | Cables
2466878 | CABLE,POWER,ELECTRICAL | 0.6/1kV, 2C, 50mm2 Cu/X-HF-90 Insul/ HFS-90-TP Bedding/DBT/HFS-90-TP, Black Sheath, Red & Black Insul, 100m Wood Drum, JTS 03-01-08 | Cables
2466860 | CABLE,POWER,ELECTRICAL | 0.6/1kV, 1C, 70mm2 Cu/X-HF-90 Insul/ HFS-90-TP Bedding/DBT/HFS-90-TP, Black Sheath, Black Insul, 100m Wood Wood Drum, JTS 03-01-08 | Cables
2466852 | CABLE,POWER,ELECTRICAL | 0.6/1kV, 1C, 70mm2 Cu/X-HF-90 Insul/ HFS-90-TP Bedding/DBT/HFS-90-TP, Black Sheath, Red Insul, 100m Wood Wood Drum, JTS 03-01-08 | Cables
2488427 | CABLE,POWER,ELECTRICAL | U/Ground, 0.6/1kV, 3.5C x 300mm2, Sector Shaped Stranded Cu/XLPE/PVC/SWA/HDPE, Metre Marked, 300m Drum | Cables
2466837 | CABLE,POWER,ELECTRICAL | 0.6/1kV, 1C,185mm2 Cu/X-HF-90 Insul/ HFS-90-TP Bedding/DBT/HFS-90-TP Orange Sheath, Natural Insul, 250m Wood Drum, JTS 03-01-08 | Cables
2466365 | CABLE,POWER,ELECTRICAL | Flexible, 0.6/1kV, 1C, 25mm2 (350/0.30) Cu/X-HF-90/HFS-90-TP, 100m Wood Drum, JTS 03-01-08 | Cables
2485100 | CABLE,POWER,ELECTRICAL | 0.6/1kV, 4C+E, 95mm2 Cu, X-HF-90/HFS-90-TP/DBT/HFS-90-TP | Cables
2485092 | CABLE,POWER,ELECTRICAL | 0.6/1kV, 2C+E, 4mm2 Cu, X-HF-90/HFS-90-TP | Cables
2485084 | CABLE,POWER,ELECTRICAL | 0.6/1kV, 2C+E, 2.5mm2 Cu, X-HF-90/HFS-90-TP | Cables
2485076 | CABLE,POWER,ELECTRICAL | Control, 0.6/1kV, 20C, 1.5mm2 Cu, X-HF-90/HFS-90-TP | Cables
2484475 | CABLE,POWER,ELECTRICAL | U/Ground, 76/132kV, 1C, 1600mm2 Stranded Segmental Milliken WB Cu, XLPE/WBT/ CorrCu Sheath(40kA/0.5Sec)/MDPE, Graphite Coating | U/G Cables & Accsry Equip
2484467 | CABLE,POWER,ELECTRICAL | U/Ground, 76/132kV, 1C, 1600mm2 Stranded Segmental Milliken WB Cu, XLPE/OF/WBT/ CAS(40kA/0.5Sec)/MDPE, Graphite Coating | U/G Cables & Accsry Equip
2484459 | CABLE,POWER,ELECTRICAL | U/Ground, 76/132kV, 1C, 1200mm2 Stranded Segmental Milliken WB Cu, XLPE/WBT/CAS (40kA/0.5Sec)/MDPE, Graphite Coating | U/G Cables & Accsry Equip
2484442 | CABLE,POWER,ELECTRICAL | U/Ground, 76/132kV, 1C, 1200mm2 Stranded Segmental Milliken WB Cu, XLPE/OF/WBT/ CorrCu Sheath(40kA/0.5Sec)/MDPE, Graphite Coating | U/G Cables & Accsry Equip
2484434 | CABLE,POWER,ELECTRICAL | U/Ground, 76/132kV, 1C, 800mm2 Stranded Segmental Milliken WB Cu, XLPE/WBT/ CorrCu Sheath(40kA/0.5Sec)/MDPE, Graphite Coating | U/G Cables & Accsry Equip
2484426 | CABLE,POWER,ELECTRICAL | U/Ground, 76/132kV, 1C, 1200mm2 Stranded Segmental Milliken WB Al, XLPE/OF/WBT/ CAS(25kA/1Sec)/LLDPE/Nyl/MDPE, Graphite Coating | U/G Cables & Accsry Equip
2484418 | CABLE,POWER,ELECTRICAL | U/Ground, 76/132kV, 1C, 630mm2 Stranded Compacted Circ WB Al, XLPE/OF/WBT/CAS (25kA/1Sec)/LLDPE/Nyl/MDPE, Graphite Coating | U/G Cables & Accsry Equip
2484400 | CABLE,POWER,ELECTRICAL | U/Ground, 76/132kV, 1C, 400mm2 Stranded Compacted Circ WB Cu, XLPE/WBT/ CorrCu Sheath(40kA/0.5Sec)/MDPE, Graphite Coating | U/G Cables & Accsry Equip
2484392 | CABLE,POWER,ELECTRICAL | U/Ground, 76/132kV, 1C, 630mm2 Stranded Compacted Circ WB Al, XLPE/WBT/CAS (25kA/1Sec)/LLDPE/Nyl/MDPE, Graphite Coating | U/G Cables & Accsry Equip
2483931 | CABLE,POWER,ELECTRICAL | Control, 0.6/1kV, 4C, 1.5mm2, Stranded, Cu/X-HF-90/HFS-90-TP/DBT/HFS-90-TP, Black Sheath, Meter Marked, Numbered Active Cores, 500m Drum, AS5000.1 | Cables
2482818 | CABLE,POWER,ELECTRICAL | Twin & Earth, 1.5mm2, 1.5mm Earth, Pln Annld Cu, Flat TPS, 3V-90 PVC Sheath, Red Black Green/Yellow Cores, White Sheath | Cables
2482800 | CABLE,POWER,ELECTRICAL | Twin & Earth, 2.5mm2, 2.5mm Earth, Pln Annld Cu, Flat TPS, 3V-90 PVC Sheath, Red Black Green/Yellow Cores, White Sheath | Cables
2482792 | CABLE,POWER,ELECTRICAL | Twin & Earth, 4mm2, 2.5mm Earth, Pln Annld Cu, Flat TPS, 3V-90 PVC Sheath, Red Black Green/Yellow Cores, White Sheath | Cables
2482784 | CABLE,POWER,ELECTRICAL | Twin & Earth, 6mm2, 2.5mm Earth, Pln Annld Cu, Flat TPS, 3V-90 PVC Sheath, Red Black Green/Yellow Cores, White Sheath | Cables
1543192 | CABLE,POWER,ELECTRICAL | 0.6/1kV, 1C, 120mm2 (37/2.03) Cu/XLPE (X-90UV) Insul, Black, Metre Marked, 250m Wood Drum, JTS 03-01-08 (scm) | Cables
2478527 | CABLE,POWER,ELECTRICAL | Flexible, 0.6/1kV, 1C x 50mm2 (382/0.40) Cu, X-HF-90 Red Insulation/HFS-90-TP Black Sheath, AS5000.1, 100m Drum, JTS 03-01-08 | Cables
2478519 | CABLE,POWER,ELECTRICAL | Flexible, 0.6/1kV, 1C x 50mm2 (382/0.40) Cu, X-HF-90 Black Insulation/HFS-90-TP Black Sheath, AS5000.1, 100m Drum, JTS 03-01-08 | Cables
2478436 | CABLE,POWER,ELECTRICAL | 0.6/1kV, 1C x 1.5mm2 (7/0.50) Cu, X-HF-90, Grey, 100m Plastic Spool | Cables
2466316 | CABLE,POWER,ELECTRICAL | Control, 0.6/1kV, 10C x 4mm2 (7/0.85) Cu/X-HF-90 Insulated/HFS-90-TP Bedded/ DBT/HFS-90-TP Sheath, 250m Wood Drum, JTS 04-05-02 | Cables
2466308 | CABLE,POWER,ELECTRICAL | Control, 0.6/1kV, 8C x 4mm2 (7/0.85) Cu/X-HF-90 Insulated/HFS-90-TP Bedded/ DBT/HFS-90-TP Sheath, 500m Wood Drum, JTS 04-05-02 | Cables
2466290 | CABLE,POWER,ELECTRICAL | Control, 0.6/1kV, 4C x 4mm2 (7/0.85) Cu/X-HF-90 Insulated/HFS-90-TP Bedded/ DBT/HFS-90-TP Sheath, 500m Wood Drum, JTS 04-05-02 | Cables
2466282 | CABLE,POWER,ELECTRICAL | Control, 0.6/1kV, 10C x 2.5mm2 (7/0.67) Cu/X-HF-90 Insulated/HFS-90-TP Bedded/ DBT/HFS-90-TP Sheath, 500m Wood Drum, JTS 04-05-02 | Cables
2466274 | CABLE,POWER,ELECTRICAL | Control, 0.6/1kV, 8C x 2.5mm2 (7/0.67) Cu/X-HF-90 Insulated/HFS-90-TP Bedded/ DBT/HFS-90-TP Sheath, 250m Wood Drum, JTS 04-05-02 | Cables
2466266 | CABLE,POWER,ELECTRICAL | Control, 0.6/1kV, 4C x 2.5mm2 (7/0.67) Cu/X-HF-90 Insulated/HFS-90-TP Bedded/ DBT/HFS-90-TP Sheath, 250m Wood Drum, JTS 04-05-02 | Cables
2466258 | CABLE,POWER,ELECTRICAL | Control, 0.6/1kV, 20C x 1.5mm2 (7/0.5) Cu/X-HF-90 Insulated/HFS-90-TP Bedded/ DBT/HFS-90-TP Sheath, 500m Wood Drum, JTS 04-05-02 | Cables
2466241 | CABLE,POWER,ELECTRICAL | Control, 0.6/1kV, 10C x 1.5mm2 (7/0.5) Cu/X-HF-90 Insulated/HFS-90-TP Bedded/ DBT/HFS-90-TP Sheath, 500m Wood Drum, JTS 04-05-02 | Cables
2466233 | CABLE,POWER,ELECTRICAL | Control, 0.6/1kV, 6C x 1.5mm2 (7/0.5) Cu/X-HF-90 Insulated/HFS-90-TP Bedded/ DBT/HFS-90-TP Sheath, 500m Wood Drum, JTS 04-05-02 | Cables
2475499 | CABLE,POWER,ELECTRICAL | Control, 0.6/1kV, 4C x 10mm2 (7/1.35) Cu X-HF-90 Insulated/HFS-90-TP Bedded/DBT/ HFS-90-TP Sheath, 250m Wood Drum, JTS 04-05-02 | Cables
2475481 | CABLE,POWER,ELECTRICAL | Control, 0.6/1kV, 4C x 6mm2 (7/1.04) Cu X-HF-90 Insulated/HFS-90-TP Bedded/DBT/ HFS-90-TP Sheath, 250m Wood Drum, JTS 04-05-02 | Cables
2475473 | CABLE,POWER,ELECTRICAL | 0.6/1kV, 2C x 6mm2, Cu, X-HF-90 Red & Black Insulation/HFS-90-TP Sheath, Black, AS5000.1, 100m Drum, JTS 03-01-08 | Cables
2475465 | CABLE,POWER,ELECTRICAL | 0.6/1kV, 2C x 4mm2, Cu, X-HF-90 Red & Black Insulation/HFS-90-TP Sheath, Black, AS5000.1, 100m Drum, JTS 03-01-08 | Cables
2475457 | CABLE,POWER,ELECTRICAL | 0.6/1kV, 1C x 35mm2 (490/0.30), Cu, X-HF-90 Black Insulation/HFS-90-TP Sheath, Black, AS5000.1, 100m Drum, JTS 03-01-08 | Cables
2475440 | CABLE,POWER,ELECTRICAL | 0.6/1kV, 1C x 35mm2 (490/0.30), Cu, X-HF-90 Red Insulation/HFS-90-TP Sheath, Black, AS5000.1, 100m Drum, JTS 03-01-08 | Cables
2475432 | CABLE,POWER,ELECTRICAL | 0.6/1kV, 2C x 50mm2 (714/0.30), Cu, X-HF-90 Red & Black Insulation/HFS-90-TP Sheath, Black, AS5000.1, 100m Drum, JTS 03-01-08 | Cables
2475424 | CABLE,POWER,ELECTRICAL | 0.6/1kV, 1C x 70mm2 (980/0.30), Cu, X-HF-90 Black Insulation/HFS-90-TP Sheath, Black, AS5000.1, 100m Drum, JTS 03-01-08 | Cables
2475416 | CABLE,POWER,ELECTRICAL | 0.6/1kV, 1C x 70mm2 (980/0.30), Cu, X-HF-90 Red Insulation/HFS-90-TP Sheath, Black, 100m Drum, JTS 03-01-08 | Cables
2475408 | CABLE,POWER,ELECTRICAL | Control, 0.6/1kV, 4C x 4mm2, Cu, X-HF-90 White Insulation/HFS-90-TP Sheath, Black, AS5000.1, 500m Drum, JTS 04-05-02 | Cables
2475390 | CABLE,POWER,ELECTRICAL | Control, 0.6/1kV, 10C x 2.5mm2, Cu, X-HF-90 White Insulation/HFS-90-TP Sheath, Black, AS5000.1, 500m Drum, JTS 04-05-02 | Cables
2475382 | CABLE,POWER,ELECTRICAL | Control, 0.6/1kV, 4C x 2.5mm2, Cu, X-HF-90 White Insulation/HFS-90-TP Sheath, Black, AS5000.1, 500m Drum, JTS 04-05-02 | Cables
2475374 | CABLE,POWER,ELECTRICAL | Control, 0.6/1kV, 10C x 1.5mm2, Cu, X-HF-90 White Insulation/HFS-90-TP Sheath, Black, AS5000.1, 500m Drum, JTS 04-05-02 | Cables
2475366 | CABLE,POWER,ELECTRICAL | Control, 0.6/1kV, 6C x 1.5mm2, Cu, X-HF-90 White Insulation/HFS-90-TP Sheath, Black, AS5000.1, 500m Drum, JTS 04-05-02 | Cables
2475358 | CABLE,POWER,ELECTRICAL | 0.6/1kV, 2C x 6mm2, Cu, X-HF-90 Red & Black Insulation/HFS-90-TP Bedding/DBT/ HFS-90-TP Sheath, Black, AS5000.1, 100m Drum, JTS 03-01-08 | Cables
2475341 | CABLE,POWER,ELECTRICAL | 0.6/1kV, 1C x 35mm2 (490/0.30), Cu, X-HF-90 Black Insulation/HFS-90-TP Bedding/DBT/HFS-90-TP Sheath, Black, AS5000.1, 100m Drum, JTS 03-01-08 | Cables
2475333 | CABLE,POWER,ELECTRICAL | 0.6/1kV, 1C x 35mm2 (490/0.30), Cu, X-HF-90 Red Insulation/HFS-90-TP Bedding /DBT/HFS-90-TP Sheath, Black, AS5000.1, 100m Drum, JTS 03-01-08 | Cables
2429918 | CABLE,POWER,ELECTRICAL | U/Ground, 6.35/11kV, 1C x 400mm2 Cu/ TR-XLPE Insulated/(40/1.70) CWS/PVC WBT/ HDPE/Insect Protected/Nylon Jacket, 500m Steel Drum, TS 04-01-11 (scm) | Cables
2471290 | CABLE,POWER,ELECTRICAL | 76/132kV, 1C x 800mm2, WB Cu (Miliken) XLPE/WBT/CAS (40kA for 0.5 Sec)/MDPE Graphite Layer | Cables
24887 | CABLE,POWER,ELECTRICAL | 0.6/1kV, 1C x 95mm2 (37/1.78) Cu, XLPE/PVC, Black Sheath, 100m Drum | Cables
1420051 | CABLE,POWER,ELECTRICAL | 0.6/1 KV;25 SQ MM,(7 STRAND);COMPACTED ALUM;4 CORE;BLACK XLPE;AERIAL BUNDLE CABLE;AS3560;200 M DRUM SIZE, DRUM WEIGHT 80 KG,PALLETS OF 8; | Cables
2401127 | CABLE,POWER,ELECTRICAL | 0.6/1kV, 1C x 120mm2 (37/2.03) Cu/PVC (V-90) Insulated, Green/Yellow, 250m Wood Drum, JTS 03-01-08 | Cables
2401190 | CABLE,POWER,ELECTRICAL | 0.6/1kV, 1C x 50mm2 (19/1.78) Annealed Cu/XLPE (X-90UV) Insulated, Black, Metre Marked, 250m Wood Drum, JTS 03-01-08 | Cables
1420068 | CABLE,POWER,ELECTRICAL | 0.6/1 KV;6 SQ MM;HARD DRAWN;COPPER CONDUCTOR;2 CORE;BLACK XLPE INSULATED CABLE;SUPPLIED ON 400 M DRUMS,RIB DETAIL ;METRE MARKED;TO AS3560 FIGURE 1; | Cables
1420036 | CABLE,POWER,ELECTRICAL | 0.6/1 KV;95 SQ MM;COMPACTED ALUMINIUM; 2 CORE;BLACK XLPE INSULATED;AERIAL BUNDLED CABLE;AS3560;500 M DRUM ,METAL DRUM WEIGHT 730 KG,WOODEN DRUM WEIGHT | Cables
2453363 | CABLE,POWER,ELECTRICAL | AERIAL;COVERED CONDUCTOR THICK; 120 SQ MM;CCT;X90; AAAC GDE 1120 ; 600 M DRUM;SOFT XLPE COVERING; | Cables
1420048 | CABLE,POWER,ELECTRICAL | 0.6/1 KV;25 SQ MM (7 STRAND);COMPACTED ALUM;3 CORE;BLACK XLPE;AERIAL BUNDLED CABLE;AS3560;250 M DRUM SIZE, DRUM WEIGHT 90 KG,PALLETS OF 8; | Cables
104464 | CABLE,POWER,ELECTRICAL | 6.35/11 KV;UNDERGROUND;3 X 1 C TRIPLEX 240 SQ MM CU XLPE INSULATED;40/1.7 COPPER WIRE SCREEN;WATER BLOCKING TAPE; PVC/INSECT PROTECTED/HDPE SHEATED;TO | Cables
700012 | CABLE,POWER,ELECTRICAL | Non Energy QLD Specified Cable; CCT; 180mm2, AAAC/1120, (19/3.50) Waterblocked Al, Grey XLPE 6.35/11kV, Material Sales Only; | Cables
S822339 | CABLE,POWER,ELECTRICAL | 11 KV;TRIPLEX 3 X 1 CORE;400 SQ MM ALUMINIUM WATER BLOCKED STRANDED CONDUCTOR;TRXLPE INSULATED WATER BLOCKED COPPER WIRE SCREEN;BLACK MDPE | Cables
S820365 | CABLE,POWER,ELECTRICAL | 0.6/1 KV;16 SQ MM;4C CIRCULAR ANNEALED COMPACTED CU;XLPE/PVC; MATERIAL SALES ONLY | Cables
S820363 | CABLE,POWER,ELECTRICAL | 6.35/11 KV;240 SQ MM;TRIPLEX STRANDED CIRCULAR COMPACTED WB AL;TRXLPE/CU SCREEN/WBT/HDPE; CUT TO LENGTH; MATERIAL SALES ONLY: | Cables
S825093 | CABLE,POWER,ELECTRICAL | 6.35/11 KV;35SQ MM;TRIPLEX;STRANDED CIRCULAR COMPACTED WB AL; TRXLPE/ WBT/ CWS/WBT/MDPE; CUT TO LENGTH MATERIAL SALES ONLY; | Cables
S820364 | CABLE,POWER,ELECTRICAL | 0.6/1 KV;240 SQ MM;4C SECTOR SHAPED STRANDED AL;XLPE/PVC; CUT TO LENGTH MATERIALS SALES ONLY; | Cables
S820362 | CABLE,POWER,ELECTRICAL | 6.35/11 KV;95 SQ MM;TRIPLEX STRANDED CIRCULAR COMPACTED WB AL;TRXLPE/CU SCREEN/WBT/HDPE; CUT TO LENGTH MATERIAL SALES ONLY; | Cables
8820365 | CABLE,POWER,ELECTRICAL | 0.6/1 KV;16 SQ MM;4C CIRCULAR ANNEALED COMPRESSED STRANDED COPPER;XLPE/PVC; CUT TO LENGTH; | Cables
825093 | CABLE,POWER,ELECTRICAL | 6.35/11 KV;35SQ MM;TRIPLEX;STRANDED CIRCULAR COMPACTED WB AL; TRXLPE/WBT/ CWS/WBT/MDPE; FULL PACK; GROSS WT 650KG; | Cables
820362 | CABLE,POWER,ELECTRICAL | 6.35/11 KV;95 SQ MM;TRIPLEX STRANDED CIRCULAR COMPACTED WB AL;TRXLPE/CU SCREEN/WBT/HDPE; FULL PACK; | Cables
25093 | CABLE,POWER,ELECTRICAL | 6.35/11 KV;35SQ MM;TRIPLEX;STRANDED CIRCULAR COMPACTED WB AL; TRXLPE/WBT/ CWS/WBT/MDPE; FULL DRUM 200M; GROSS WT 650KG; | Cables
2451999 | CABLE,POWER,ELECTRICAL | Flexible, 0.6/1kV, 1C, 300mm2 Cu, BLK BZHE91AA001CXNA | Cables
2451433 | CABLE,POWER,ELECTRICAL | Flexible, 0.6/1kV, 1C, 35mm2 Cu, X-HF-110 Insulated/HFS-110-TP Sheath (7.8/1176); | Cables
2451458 | CABLE,POWER,ELECTRICAL | Flexible; 0.6/1kV; 1C, 70mm2 Cu; X-HF-110 INSULATED/HFS-110-TP SHEATH (11.1/936) EESS-10733-01; ETS 2012/0294/T; | Cables
24973 | CABLE,POWER,ELECTRICAL | U/Ground, 19/33(36)kV, 1000mm2 Stranded Compacted Milliken WB Al, TRXLPE/WBT/CWS (5kA/3sec)/WBT/LAT/LLDPE/Nyl/MDPE, Graphite Coating, Drum w/Pulling Eye | U/G Cables & Accsry Equip
24972 | CABLE,POWER,ELECTRICAL | U/Ground, 19/33(36)kV, 800mm2 Stranded Compacted Milliken WB Cu, TRXLPE/WBT/CWS (5kA/3sec)/WBT/LAT/LLDPE/Nyl/MDPE, Graphite Coating, Drum w/Pulling Eye | U/G Cables & Accsry Equip
24971 | CABLE,POWER,ELECTRICAL | 19/33 KV;630 SQ MM;1 CORE;STRANDED CIRCULAR WB CU/XLPE/CU SCREEN/WBT/LAT/ LLDPE/MDPE; WITH NYLON JACKET TERMITE PROTECTION; GRAPHITE COATING; DRUM 600M | Cables
24969 | CABLE,POWER,ELECTRICAL | U/Ground, 19/33(36)kV, 1C, 185mm2, Stranded Circ WB Cu, TRXLPE/WBT/CWS (5kA/3Sec)/WBT/LAT/LLDPE/Nyl/MDPE, Graphite Coating, Drum w/Pulling Eye | U/G Cables & Accsry Equip
24970 | CABLE,POWER,ELECTRICAL | 19/33 KV;630 SQ MM;1 CORE; STRANDED WB CU/XLPE/LY/MDPE; WITH NYLON JACKET TERMITE PROTECTION; GRAPHITE COATING; AS1429.1; DRUM 600M | Cables
24847 | CABLE,POWER,ELECTRICAL | 19/33KV; 1C X 95 SQMM CU FLEX; XR-EP-90 INSULATED; CWS 5KA/3S; TPE OR CSP SHEATH UP TO 90 DEG; SUPPLIED ON STEEL DRUM; 300M NOM LENGTH; | Cables
24846 | CABLE,POWER,ELECTRICAL | 19/33KV; 1C X 400 SQMM CU FLEX; XR-EP-90 INSULATED; CWS 5KA/3S; TPE OR CSP SHEATH; UP TO 90 DEG; SUPPLIED ON STEEL DRUM; 300M NOM LENGTH | Cables
24845 | CABLE,POWER,ELECTRICAL | 6.35/11KV; 1C X 300 SQMM CU FLEX; XR-EP-90 INSULATED; CWS 6KA/1S; TPE OR CSP SHEATH; UP TO 90 DEG; SUPPLIED ON STEEL DRUM; 300M NOM LENGTH | Cables
700011 | CABLE,POWER,ELECTRICAL | NON ENERGY QLD SPECIFIED CABLE; FOR USE BY MATERIALS SALES ONLY | Cables
824300 | CABLE,POWER,ELECTRICAL | MATERIALS SALES USE ONLY;NOT EGX NETWORK 125MMSQ 400A COPPER CABLE (169/0.98) EPR CAB150060; FOR SCHNEIDER OVERHEAD SWITHGEAR; | Cables
822339 | CABLE,POWER,ELECTRICAL | 11KV; TRIPLEX 3 X 1 CORE; 400SQ MM AL WB STRANDED CONDUCTOR; TRXLPE INSULATED WATER BLOCKED COPPER WIRE SCREEN; BLACK MDPE; CUT TO LENGTH; | Cables
23958 | CABLE,POWER,ELECTRICAL | 0.6/1kV, 240mm2, 4 Core, Sector Shape, Stranded Al, XLPE Insulated, PVC/HDPE | Cables
23369 | CABLE,POWER,ELECTRICAL | CABLE,FLEXIBLE; GREEN/YELLOW 2.5SQ MM; CLASS 5 FLEXIBLE CABLE; 50/0.25;100M ROLL; | Cables
2433811 | CABLE,POWER,ELECTRICAL | U/Ground, 6.35/11kV, Triplex, 1Cx400mm2 Al/TR-XLPE Insulated/WBT/CWS 13.1kA 1Sec /MDPE, 350m Steel Drum, ETS 04-01-11 | Cables
820363 | CABLE,POWER,ELECTRICAL | 6.35/11 KV;240 SQ MM;TRIPLEX STRANDED CIRCULAR COMPACTED WB AL;TRXLPE/CU SCREEN/WBT/HDPE; CUT TO LENGTH; | Cables
23054 | CABLE,POWER,ELECTRICAL | AERIAL;HENDRIX CONDUCTOR;320 MM SQ; COMPACT ACC1350;SEMICON POLYETHYLENE; LLDPE;HDPE;FOR USE WITH HENDRIX SPACER SYSTEM;REQUIRED FOR CBT-MFD | Cables
22943 | CABLE,POWER,ELECTRICAL | 250/440 V;1.5 SQ MM;3 CORE;FLEXIBLE CORD HVY DUTY PVC INSULATED & SHEATHED; 100 M DRUM SIZE; | Cables
22895 | CABLE,POWER,ELECTRICAL | SINGLE CORE;33 KV;800 SQ MM COPPER WATER BLOCKED NON-INSUL MILLIKEN STRANDED CONDUCTOR;TRXLPE INSULATED; WATER BLOCKED COPPER WIRE SCREEN;BONDED | Cables
22756 | CABLE,POWER,ELECTRICAL | 25 SQ MM;SINGLE CORE 7 STRAND CU TPR COVERED TAP WIRE INSULATED;25 KV USED ON 11 KV SURGE ARRESTERS;SUPPLIED IN 10 KG COIL (28 M APPROX); | Cables
22570 | CABLE,POWER,ELECTRICAL | 110 KV;1000 SQ MM HOLLOW CORE AL CONDUCTOR;1 CORE;OIL FILLED;PAPER INSULATED;CORRUGATED ALUMINIUM SHEATH; FOR F809/810 RNA RELOCATION; | Cables
22455 | CABLE,POWER,ELECTRICAL | 0.6/1kV, 185mm2, 4 Core, Sector Shape, Plain Annealed Cu, XLPE Insulated, PVC/HDPE | Cables
BC30102 | CABLE,POWER,ELECTRICAL | FOR RECOVERED COPPER CABLE;OTHER TYPES OF CABLE & CORE TYPES; | Cables
BC15475 | CABLE,POWER,ELECTRICAL | FOR RECOVERED COPPER CABLE;11 KV;300 SQ MM;COPPER CONDUCTOR;3 CORE;SCREENED PLYHDPE; | Cables
BC18984 | CABLE,POWER,ELECTRICAL | FOR RECOVERED COPPER CABLE;6.35/11 KV; 240 SQ MM;3 CORE COMPACTED STRANDED CU;XLPE INSULATED;CU SCREEN;HDPE OVERSHEATH; | Cables
BC14792 | CABLE,POWER,ELECTRICAL | FOR RECOVERED COPPER CABLE;6.35/11 KV; 185 SQ MM;COPPER CONDUCTOR;3 CORE, SCREENED,PLYHDPE; | Cables
BC06993 | CABLE,POWER,ELECTRICAL | FOR RECOVERED COPPER CABLE;0.6/1 KV; 185 SQ MM;COPPER CONDUCTOR;3.5 CORE; REDUCED NEAUTRAL;PLYHDPE; | Cables
BC15726 | CABLE,POWER,ELECTRICAL | FOR RECOVERED COPPER CABLE;0.6/1 KV; 16 SQ MM;STRANDED ANNEALED;COPPER CONNECTOR;4 CORE;XLPE INSULATED; | Cables
22339 | CABLE,POWER,ELECTRICAL | 11 KV;TRIPLEX 3 X 1 CORE;400 SQ MM ALUMINIUM WATER BLOCKED STRANDED CONDUCTOR;TRXLPE INSULATED WATER BLOCKED COPPER WIRE SCREEN;BLACK MDPE | Cables
22110 | CABLE,POWER,ELECTRICAL | 0.6/1 KV;6 SQ MM;HARD DRAWN COPPER CONDUCTOR;4 CORE;BLACK XLPE INSULATED CABLE;SUPPLIED ON 200 M DRUMS,DRUM WEIGHT 70 KG;RIB DETAIL;METRE MARKED; | Cables
820364 | CABLE,POWER,ELECTRICAL | 0.6/1 KV;240 SQ MM;4C SECTOR SHAPED STRANDED AL;XLPE/PVC; 600 M DRUM SIZE; | Cables
820365 | CABLE,POWER,ELECTRICAL | 0.6/1 KV;16 SQ MM;4C CIRCULAR ANNEALED COMPRESSED STRANDED COPPER;XLPE/PVC; 500 M DRUM SIZE; | Cables
22066 | CABLE,POWER,ELECTRICAL | 0.6/1 KV;185 SQ MM;3.5 CORE SECTOR SHAPED STRANDED CU;ROUND BLACK NEUTRAL;XLPE INSULATED;PVC + HDPE COMPOSITE OVERSHEATH;TO AS/NZS5000.1 | Cables
22050 | CABLE,POWER,ELECTRICAL | CONCENTRIC BONDING LEAD;1 CONDUCTOR 240 SQ MM (91/1.78) 1 CONDUCTOR 59/1.53 + 65/1.53 WITH 0.9 MM CU TAPE BETWEEN LAYERS;NON - WATER BLOCKED;XLPE | Cables
20365 | CABLE,POWER,ELECTRICAL | 0.6/1 KV;16 SQ MM;4C CIRCULAR ANNEALED COMPACTED CU;XLPE/PVC; | Cables
20364 | CABLE,POWER,ELECTRICAL | 0.6/1 KV;240 SQ MM;4C SECTOR SHAPED STRANDED AL;XLPE/PVC; | Cables
20363 | CABLE,POWER,ELECTRICAL | 6.35/11 KV;240 SQ MM;TRIPLEX STRANDED CIRCULAR COMPACTED WB AL;TRXLPE/CU SCREEN/WBT/HDPE; | Cables
20362 | CABLE,POWER,ELECTRICAL | 6.35/11 KV;95 SQ MM;TRIPLEX STRANDED CIRCULAR COMPACTED WB AL;TRXLPE/CU SCREEN/WBT/HDPE; | Cables
20361 | CABLE,POWER,ELECTRICAL | 6.35/11 KV;35 SQ MM;3C STRANDED CIRCULAR COMPACTED WB AL;TRXLPE/WBT/CU SCREEN /PVC/HDPE; | Cables
20360 | CABLE,POWER,ELECTRICAL | 6.35/11 KV;240 SQ MM;SINGLE CORE; STRANDED WATER BLOCKING COPPER XLPE/ CWS/WBT/HDPE; DRUM SIZE 900M; | Cables
20359 | CABLE,POWER,ELECTRICAL | 6.35/11 KV;95 SQ MM;SINGLE CORE STRANDED WATER BLOCKING ALUMINIUM XLPE/CWS/ WBT/HDPE; DRUM SIZE 900 M; | Cables
21614 | CABLE,POWER,ELECTRICAL | 6.35/11 KV;300 SQ MM;3 CORE COMPACTED STRANDED COPPER/PLY/HDPE; 300 M DRUM SIZE, DRUM WEIGHT 5368 KG; | Cables
21612 | CABLE,POWER,ELECTRICAL | 6.35/11 KV;185 SQ MM;3 CORE COMPACTED STRANDED COPPER/PLY/HDPE; 300 M DRUM SIZE, DRUM WEIGHT 3463 KG; | Cables
21611 | CABLE,POWER,ELECTRICAL | U/Ground, 0.6/1kV, 4C x 300mm2, Sector Shaped Stranded Cu/XLPE/PVC/HDPE, Metre Marked, 300m Drum, TS396 | Cables
21609 | CABLE,POWER,ELECTRICAL | 0.6/1 KV;185 SQ MM;3.5 CORE SECTOR SHAPED STRANDED COPPER/PLY/HDPE; 400 M DRUM SIZE,DRUM WEIGHT 4343 KG; (ESI TRAIN ITEM) | Cables
21626 | CABLE,POWER,ELECTRICAL | 120 SQ MM;CONCENTRIC EARTH BONDING CABLE;INNER COND COMP ANNEAL,WB37/2.03 CU;XLPE INS.4.6 MIN AV WALL (MAV);OUTER COND.PLAIN ANNEAL WB 64/1.13 + 70/1.13 | Cables
21625 | CABLE,POWER,ELECTRICAL | 76/132 KV;1600 SQ MM;1 CORE MILLIKEN STRANDED COMPACTED WB COPPER/XLPE/ WBT/CORRUGATED COPPER SHEATH/MDPE; WITH GRAPHITE COATING; 600 M TO | Cables
21624 | CABLE,POWER,ELECTRICAL | 76/132 KV;1200 SQ MM;1 CORE MILLIKEN STRANDED COMPACTED WB COPPER/XLPE/ WBT/CORRUGATED COPPER SHEATH/MDPE; WITH GRAPHITE COATING; 600 M TO | Cables
21623 | CABLE,POWER,ELECTRICAL | 76/132 KV;800 SQ MM;1 CORE STRANDED COMPACTED WB COPPER/XLPE/WBT/ CORRUGATED COPPER SHEATH/MDPE;WITH GRAPHITE COATING; 600 M TO | Cables
21622 | CABLE,POWER,ELECTRICAL | 76/132 KV;400 SQ MM;1 CORE STRANDED COMPACTED WB COPPER/XLPE/WBT/ CORRUGATED COPPER SHEATH/MDPE; WITH GRAPHITE COATING; 600 M TO | Cables
21621 | CABLE,POWER,ELECTRICAL | 19/33 KV;800 SQ MM;1 CORE MILLIKEN STRANDED WB COPPER/XLPE/WBT/ CORRUGATED COPPER SHEATH/MDPE; WITH GRAPHITE COATING; DRUM SIZE 600 M; | Cables
21620 | CABLE,POWER,ELECTRICAL | 19/33 KV;630 SQ MM;1 CORE STRANDED WB COPPER/XLPE/WBT/CORRUGATED COPPER SHEATH/MDPE;WITH GRAPHITE COATING; SEALED PULLING EYE FITTED TO OUTER END | Cables
21617 | CABLE,POWER,ELECTRICAL | 6.35/11 KV;800 SQ MM;1 CORE STRANDED WB COPPER/TRXLPE/CWS/WBT/MDPE; DRUM SIZE 500 M; | Cables
21616 | CABLE,POWER,ELECTRICAL | 6.35/11 KV;630 SQ MM;1 CORE STRANDED WB COPPER/TRXLPE/CWS/WBT/MDPE; DRUM SIZE 500 M; | Cables
21613 | CABLE,POWER,ELECTRICAL | 6.35/11 KV;185 SQ MM;3 X 1 CORE STRANDED WB COPPER/TRXLPE/CWS/WBT/MDPE; TRIPLEX ;DRUM SIZE 300 M; | Cables
21615 | CABLE,POWER,ELECTRICAL | 6.35/11 KV;240 SQ MM;3 X 1 C STRANDED WB COPPER TRXLPE/CWS/WBT/MDPE; TRIPLEX; | Cables
21288 | CABLE,POWER,ELECTRICAL | AERIAL;COVERED CONDUCTOR THICK;120 SQ MM;CCT;X90;AAAC GDE 1120;600 M DRUM; SOFT XLPE COVERING;TO AS/NZS3675; | Cables
20748 | CABLE,POWER,ELECTRICAL | 0.6/1kV, 2 Core, 2.5mm2, HFI-90-TP Insulated Red & Black, HFS-90-TP, Red Sheath, Fire Retardant, WS52W, IEC 60331-21, 100m Drum, JTS03-01-08 | Cables
20279 | CABLE,POWER,ELECTRICAL | AERIAL;COVERED CONDUCTOR THICK; 120mm2; CCT;X90;AAC GDE 1350; 600 M DRUM,DRUM WEIGHT 500 KG; SOFT XLPE COVERING; | Cables
18720 | CABLE,POWER,ELECTRICAL | 240 SQ MM;CONCENTRIC BONDING CABLE; INNER COND COMP ANNEAL,WB 91/1.78 CU; XLPE INS 4.6 MIN AV WALL (MAV);OUTER COND;PLAIN ANNEAL WB 59/1.53 + 65/1.53 | Cables
18702 | CABLE,POWER,ELECTRICAL | 19/33 KV XLPE INSULATED;3 CONDUCTORS, 95 SQ MM STRANDED COMPACTED PLAIN ANNEALED COPPER;SEMICONDUCTIVE XLPE CONDUCTOR SCREEN;STRIPPOLEX INSULATION | Cables
18693 | CABLE,POWER,ELECTRICAL | 76/132 KV;400 SQ MM;STRANDED COMPACTED PLAIN ANNEALED COPPER;SEMICONDUCTIVE XLPE CONDUCTOR SCREEN;SUPERCLEAN XLPE INSULATED;SEMICONDUCTIVE XLPE INSULATION | Cables
18464 | CABLE,POWER,ELECTRICAL | 33 KV;95 SQ MM;SINGLE CORE COPPER CONDUCTOR;XLPE INSULATED;HVY DUTY COPPER WIRE SCREEN;PVC INNER LAYER SHEATH & HDPE OUTER LAYER SHEATH;AS1429; | Cables
19973 | CABLE,POWER,ELECTRICAL | 11 KV;240 SQ MM;STRANDED;ALUMINIUM CONDUCTOR;1 CORE;XLPE,COPPER WIRE SCREEN (LIGHT DUTY),PVC SHEATH;AS1429.1;500 M DRUM SIZE,WOOD DRUM,1600 DIA,1052 WIDTH, | Cables
19859 | CABLE,POWER,ELECTRICAL | 33 KV;300 SQ MM;CIRCULAR COPPER CONDUCTOR;3 CORE;OIL FILLED,PAPER INSULATED ALUMINIUM SHEATH,PVC OUTER SHEATH;SECURITY STOCK;DRUM SIZE 500 M; | Cables
19773 | CABLE,POWER,ELECTRICAL | 1 KV;240 SQ MM;SINGLE CORE;XLPE INSUL; AT-MDPE SHEATH;WHITE\BLACK INSULATED; 110 KV CROSS BONDING CABLE; | Cables
19764 | CABLE,POWER,ELECTRICAL | 1 KV;70 SQ MM;SINGLE CORE;XLPE INSUL; MDPE SHEATH;WHITE/BLACK INSULATION; DRUM SIZE 1000 M; | Cables
19346 | CABLE,POWER,ELECTRICAL | 0.6 KV;V90;SINGLE CORE;50 SQ MM; 19/1.78;XLPE/PVC;BLACK;100 M DRUM, DRUM WEIGHT 51.71 KG; | Cables
18984 | CABLE,POWER,ELECTRICAL | 6.35/11 KV;240 SQ MM;3 CORE COMPACTED STRANDED CU;XLPE INSULATED;CU SCREEN; HDPE OVERSHEATH;AS/NZS1429.1;350 M DRUM OR CUT TO ORDER FOR PROJECT; | Cables
18983 | CABLE,POWER,ELECTRICAL | 6.35/11 KV;185 SQ MM;3 CORE COMPACTED STRANDED CU;XLPE INSULATED;CU SCREEN; HDPE OVERSHEATH;AS/NZS1429.1;450 M DRUM OR CUT TO ORDER FOR PROJECT; | Cables
18981 | CABLE,POWER,ELECTRICAL | 19/33 KV;185 SQ MM;SINGLE CORE STRANDED CU;XLPE INSULATED;LEAD ALLOY SHEATHED; HDPE OVERSHEATH;AS/NZS1429.1;600 M DRUM OR CUT TO ORDER PROJECT; | Cables
18134 | CABLE,POWER,ELECTRICAL | 110 KV;800 SQ MM;COMPACTED COPPER COND; SINGLE CORE;XLPE INSULATED;40 KA/1 SEC; SCREENED SWELLABLE TAPED,LEAD ALLOY SHEATHED;PVC/HDPE SHEATHED;DRUM LENGTH | Cables
17742 | CABLE,POWER,ELECTRICAL | 0.6/1 KV;16 SQ MM;SOLID SECTOR;COPPER CONDUCTOR;2 CORE;XLPE INSULATED;MAINLY USED FOR STREET LIGHTING; | Cables
17741 | CABLE,POWER,ELECTRICAL | 0.6/1 KV;185 SQ MM;SOLID SECTOR; ALUMINIUM CONDUCTOR;4 CORE XLPE INSULATED;REFER STOCK CODE 17745 FOR LUG ; | Cables
17334 | CABLE,POWER,ELECTRICAL | 33 KV;800 SQ MM;COPPER CONDUCTOR;SINGLE CORE;XLPELYHDPE;AS1206;DRUM SIZE SHALL NOT EXCEED 2400 DIA,1250 W OR 5.0 TONNES W/O ENERGEX ACCEPTANCE,108 MM SPINDLE | Cables
17333 | CABLE,POWER,ELECTRICAL | 33 KV;630 SQ MM;COPPER CONDUCTOR;SINGLE CORE;XLPELYHDPE;AS1206;DRUM SIZE SHALL NOT EXCEED 2400 DIA,1250 W OR 5.0 TONNES W/O ENERGEX ACCEPTANCE,108 MM SPINDLE | Cables
16993 | CABLE,POWER,ELECTRICAL | 11 KV;240 SQ MM;STRANDED;ALUMINIUM CONDUCTOR;1 CORE;XLPE,COPPER WIRE SCREEN (LIGHT DUTY),PVC SHEATH;AS1429.1;500 M DRUM SIZE,WOOD DRUM,1600 DIA,1052 WIDTH, | Cables
16815 | CABLE,POWER,ELECTRICAL | 0.6/1.0 KV;70 SQ MM;STRANDED ANNEALED; COPPER CONDUCTOR;4 CORE XLPE INSULATED, BLACK PVC SHEATH;CIRCULAR SECTION LV SERVICE CABLE; AS5000.1; | Cables
16814 | CABLE,POWER,ELECTRICAL | 0.6/1.0 KV;25 SQ MM;STRANDED ANNEALED; COPPER CONDUCTOR;4 CORE XLPE INSULATED, BLACK HDPE SHEATH;SQUARE SECTION LV SERVICE CABLE;AS4026;SPINDLE SIZE 108 MM | Cables
16155 | CABLE,POWER,ELECTRICAL | 0.6/1 KV;35 SQ MM (7 STRAND);COMPACTED ALUM;4 CORE;BLACK XLPE;AERIAL BUNDLED CABLE;AS3560;150 M DRUM SIZE, DRUM WEIGHT 96 KG,PALLETS OF 8; | Cables
16153 | CABLE,POWER,ELECTRICAL | 0.6/1 KV;25 SQ MM(7 STRAND);COMPACTED ALUM;2 CORE;BLACK XLPE;AERIAL BUNDLE CABLE;AS3560 320 M DRUM SIZE, DRUM WEIGHT 90 KG,PALLETS OF 6 DRUMS; | Cables
16011 | CABLE,POWER,ELECTRICAL | 11 KV;180 SQ MM;AAAC/1120;SINGLE CORE; XLPE INSULATED,BLACK POLYETHYLENE SHEATHED;COVERED CONDUCTOR;AS1531; 500 M DRUM; | Cables
8727 | CABLE,POWER,ELECTRICAL | 0.6/1kV, 16mm2, Annealed Copper Conductor, 2 Core, Flat, XLPE Insluated, Black PVC Sheathed, 800m Drum, AS 5000.1, JTS 03-01-08 | Cables
8281 | CABLE,POWER,ELECTRICAL | 0.6/1 KV;SUBSTATION CONTROL;1 CORE; 35 SQ MM-19/1.53 MM;PVC/PVC,RED SHEATH CORE COLOURED RED;RED OUTER SHEATH; CABLE LG MARKED AT 1 M INTERVALS;AS5000 | Cables
8280 | CABLE,POWER,ELECTRICAL | 0.6/1 KV;SUBSTATION CONTROL;1 CORE; 35 SQ MM-19/1.53 MM;PVC/PVC,BLACK SHEATH; CORE COLOURED BLACK,CABLE LG MARKED AT 1 M INTERVALS;AS5000.1.; | Cables
7262 | CABLE,POWER,ELECTRICAL | 250/440 V;1.5 SQ MM (30/0.25 MM); ANNEALED;COPPER CONDUCTOR;4 CORE; FLEXIBLE CORD,ORDINARY DUTY PVC INSULATED & SHEATHED; | Cables
7261 | CABLE,POWER,ELECTRICAL | 250/440 V;1.5 SQ MM (28/0.26 MM); ANNEALED;COPPER CONDUCTOR;3 CORE; FLEXIBLE CORD,ORDINARY DUTY PVC INSULATED & SHEATHED;100 M DRUM SIZE, | Cables
7228 | CABLE,POWER,ELECTRICAL | 0.6/1 KV;16 SQ MM (7/1.70 MM);HARD DRAWN ;COPPER CONDUCTOR;2 CORE,3 CONDUCTOR; NEUTRAL SCREENED,PVC INSULATED,BLACK PVC SHEATHED;AS3155;250 M DRUM SIZE; | Cables
7140 | CABLE,POWER,ELECTRICAL | Bldg Wire, 0.6/1kV, 1C, 6mm2 (7/1.04) Cu/PVC (V-90) Sheath, Red, 100m Plastic Spool, JTS 03-01-08 | Cables
7127 | CABLE,POWER,ELECTRICAL | 0.6/1kV, 4mm2, Annealed Copper Conductor, 2 Core, Flat, XLPE Insluated, Black PVC Sheathed, 1000m Drum, AS 5000.1, JTS 03-01-08 | Cables
7112 | CABLE,POWER,ELECTRICAL | 0.6/1 KV;2.5 SQ MM (7/0.67 MM);ANNEALED; COPPER CONDUCTOR;2 CORE;FLAT CABLE FOR S/L CIRCUITS;PVC INSULATED & SHEATHED; AS5000.1;ON 100 M CARDBOARD SPOOLS, | Cables
7111 | CABLE,POWER,ELECTRICAL | 0.6/1 KV;2.5 SQ MM (7/0.67 MM);ANNEALED; COPPER CONDUCTOR;4 CORE W/O EARTH; CIRCULAR,PVC INSULATED,ORANGE OR BLACK PVC SHEATHED;100 M SPOOL, SPOOL WEIGHT | Cables
7018 | CABLE,POWER,ELECTRICAL | 33 KV;(0.25 SQ IN);COPPER CONDUCTOR; 3 CORE;MIND,PAPER INSULATED,ALUMINIUM SHEATH,PVC OUTER SHEATH;SECURITY STOCK BILINGA; | Cables
13742 | CABLE,POWER,ELECTRICAL | 33 KV;185 SQ MM;COPPER CONDUCTOR;SINGLE CORE;(PLYHDPE);AS1026;500 M DRUM SIZE, 108 MM SPINDLE HOLE; | Cables
12780 | CABLE,POWER,ELECTRICAL | 6.35/11 KV;70 SQ MM;COMPACTED AL;3 CORE ;XLPE INSULATED,COPPER WIRE SCREENED BLACK XLPE/HDPE;19/2.00 SC/GZ CATENARY; AERIAL BUNDLED CABLE;AS3599.1; | Cables
12771 | CABLE,POWER,ELECTRICAL | 6.35/11 KV;120 SQ MM;COMPACTED AL;3 CORE ;XLPE INSULATED,BLACK HDPE SHEATH; 19/2.00 SC/GZ CATENARY;LIGHT DUTY COPPER WIRE SCREENED HV-ABC;AS3599.1;500 M | Cables
12770 | CABLE,POWER,ELECTRICAL | 6.35/11 KV;35 SQ MM;COMPACTED AL;3 CORE; XLPE INSULATED,BLACK HDPE SHEATH;19/2.00 SC/GZ CATENARY;LIGHT DUTY COPPER WIRE SCREENED HV-ABC;AS3599.1;500 M DRUM, | Cables
11930 | CABLE,POWER,ELECTRICAL | 6.35/11 KV;630 SQ MM;COMPACTED STRANDED; COPPER CONDUCTOR;SINGLE CORE;XLPE INSULATED,STRANDED COPPER SCREEN 6 KA FOR 1 SEC,PVC OUTER SHEATH; | Cables
11927 | CABLE,POWER,ELECTRICAL | 0.6/1 KV;95 SQ MM;COMPACTED AL;4 CORE;BLACK XLPE INSULATED; AERIAL BUNDLED CABLE;AS3560;650 M DRUM SIZE,DRUM WEIGHT 780 KG; | Cables
7007 | CABLE,POWER,ELECTRICAL | 11 KV;400 SQ MM;COPPER CONDUCTOR;SINGLE CORE;SCREENED,PLYPVC;500 M,DRUM SIZE SHALL NOT EXCEED 2400 DIA,1250 W OR 5.0 TONNES,108 MM SPINDLE HOLE; | Cables
19854 | CAGE REINFORCING | MASS CONCRETE REINFORCING CAGE; 2250 MM LG,1000 MM W;110 KN;LIMIT STATE ULTIMATE GROUND STAY;CAGE DETAILS SHOWN ON DWG 10781-A3 SHT 2; | Misc Non-Contract Items
2497329 | CAMERA | FLIR TG267 Thermal Camera, 160 x 120 IR Resolution (19200 Pixels) | Electrical Test & Accsry Equip
23540 | CAMERA SUBASSEMBLY | CAMERA SET AND SOFTWARE; VIEWS DISCONNECTOR AND EARTH SWITCH POSITIONS; SIEMENS 8DN8 GIS SWITCHGEAR; CONTRACT 10142 - PRIMARY SWITCHGEAR; | Switchgear Substation
2761 | CAN,GASOLINE,MILITARY | STEEL;20 L;JERRYCAN TYPE;PACK SIZE 2; | PPE, Hardware & Tools
2760 | CAN,UTILITY | 20L Water Storage, HDPE Jerry Can, Green | PPE, Hardware & Tools
12888 | CAN,UTILITY | PLASTIC;6 L GASOLINE/2-1/2 L OIL; 2 COMPARTMENT,W/2 SCREW CAPS; FOR CHAINSAW;PACK OF 1; | PPE, Hardware & Tools
16935 | CANTEEN,WATER | 750ml Bottle, Plastic c/w Push/Pull Cap (Carton of 6) | PPE, Hardware & Tools
20081 | CANTEEN,WATER | 1.2L Aventurer Insulated Bottle, Double Wall S/Steel, Rubber Carry Handle, Keeps Drinks Hot for 12hrs & Cold for 24hrs | Tools & Equipment
2478881 | CANTEEN,WATER | 1.5L Drink Bottle, S/Steel, Lockable Drink Lid c/w Zip Pouch & Carry Strap | HS & PPE
19784 | CANTEEN,WATER | 1L Drink Bottle, Plastic, Pop-Top c/w Insulated Zip-off Cooler Jacket & Carry Strap | PPE, Hardware & Tools
19148 | CANVAS,BLANK | PVC,WHITE/YELLOW RE-INFORCED BACKING; C/W VELCRO STRIPS & FIXING CLIPS & TWO METAL HOOKS SUPPLIED WITH 2 LOCKNUTS; FOR APPLYING VARIOUS TRAFFIC SIGNS | Signs
21233 | CANVAS,BLANK | PVC;WHITE RE-INFORCED BACKING;C/W VELCRO STRIPS & FIXING CLIPS FOR APPLYING VARIOUS TRAFFIC SIGNS;1200 MM LG X 900 MM W;SUPPLIED WITH 2 X 20 MM | Signs
24776 | CAP | Proflow Fit Tester, Replacement Part for Powered Air Purification Respirators | HS & PPE
2486736 | CAP | Tooth, Acti9 (P20) | Communications
119784 | CAP, END | PVC;SUIT P1000 CHANNEL; PACK OF 100; | Line Support Equip
18284 | CAP, PROTECTIVE | STAR POST/STARTER;BAR CAP;YELLOW; SUIT STAR POST;TRIANGLE STYLE;PACK OF 40; | Misc Non-Contract Items
22949 | CAP, PROTECTIVE | WILDLIFE INSULATING COVER;FOR M20 BOLT HEX HD;UV STABILISED;FOR USE ON 11 KV ABC CONSTRUCTION; | Misc Non-Contract Items
19388 | CAP, PROTECTIVE | TRANSFORMER CAP/STARTER BAR CAP & REOSOK TYPE;YELLOW;ROUND STYLE ; 12 MM TO 20 MM PACK OF 100; | Misc Non-Contract Items
21374 | CAP, PROTECTIVE | PUSH-ON TYPE;PVC;2-3/8 IN DIA;TO SUIT 50 MM PVC CONDUIT; | Conduit & Fittings
4565 | CAP,BREATHER | CAST ALUMINIUM;COWLED 1 IN WATER PIPE THREAD;TO SUIT PWA TYPE 11 KV TRANSFORMER; | Misc Non-Contract Items
21360 | CAP,BUMPER | BUMP CAP; BASEBALL CAP; PLASTIC INSERT, HARD; LIGHTWEIGHT; EN812 INDUSTRIAL CAP STANDARDS; | Hardware & Tools
3474 | CAP,PIPE. | STEEL;GALV FINISH;PRESSED,DRIVE-ON; 50 MM NB;PACK OF 40; | PPE, Hardware & Tools
12142 | CAP,PIPE. | UPVC,GREY;PRESSED;SUIT 150 MM SWV PIPE (160 TO 160.5 MM OD),17 MM H,2 MM THK, (FROM 3 MM SHEET);UV RESISTANT;FOR LV CABLE POLE TERMINATION,UJ MANUAL1.351D | Conduit & Fittings
21727 | CAP,PIPE. | PVC;ORANGE;TO SUIT 200 MM HEAVY DUTY; MALE END; | Conduit & Fittings
13508 | CAP,PIPE. | STEEL;GALV FINISH;PRESSED,DRIVE-ON;65 MM NB;PACK OF 10; | Hardware & Tools
5880 | CAP,POLE | Al, 350mm Dia, 0.55mm Thk, Dwg 10-01-23-1 (P100) (scm) | Line Hardware
5882 | CAP,POLE | Al, 450mm Dia, 0.55mm Thk, Dwg 10-01-23-1 (P100) (scm) | Line Hardware
2488302 | CAP,POST | Al, 550mm Dia, 0.55mm Thk, Dwg 10-01-23-1 (P100) (scm) | Line Hardware
22552 | CAP,PROBE. | REPLACEMENT BAYONET PROBE FOR COMPATABILITY OF OLD STYLE LV TEST LAMPS (SC19895 & SC21519) WITH ALL NEW & OLD LV TEST LAMP ACCESSORIES.E.G.SC02649 & | Misc Non-Contract Items
13473 | CAP,PROTECTIVE,POLE PLATFORM. | POLYURETHANE;RED;DIMENSIONS AS PER ENERGEX DWG;CAPS DESIGNED TO FIT POLE SHOES ON POLE PLATFORM,FOR PROTECTION WHEN USED ON CONCRETE POLES;CAN ALSO BE | Elect & Maintenance Spares
14294 | CAP,SAFETY,INDUSTRIAL. | White ABS Plastic,Moulded;Vented UNISAFE TA570;Unbranded;AS1801;For Harness Refer SC15663,For Visor Refer SC20153,For Ear Muffs = SC10802,For Shade Brim SC20667 | PPE, Hardware & Tools
2479194 | CAP,UTILITY | Flight Helmet Skull Cap, Cotton, Size S | HS & PPE
2479210 | CAP,UTILITY | Flight Helmet Skull Cap, Cotton, Size L | HS & PPE
2479202 | CAP,UTILITY | Flight Helmet Skull Cap, Cotton, Size M | HS & PPE
2479228 | CAP,UTILITY | Flight Helmet Skull Cap, Cotton, Size XL | HS & PPE
2482214 | CAPACITOR ASSEMBLY | Bank, Outdoor, AFLC, 66kV, 3 Ph, 10.18Mvar, Coupling Capacitors, 8 Capacitors 4.8uF, 2 Steel Frameworks, 6 Insulators for Steel Frameworks, | Substation
22964 | CAPACITOR BANK | 12KV; 2.2 MVAR, 11KV SWITCHED CAPACITOR BANK; INCOMING MODULE;C/W DISCONNECTOR, EARTH SWITCH, SURGE ARRESTERS AND ONE SINGLE SWITCHED 2.2MVAR CAPACITOR BANK; | Substation Accessories
24865 | CAPACITOR BANK | KIT REQUIRED TO CONVERT ERGON 5.4MVAR CAPACITOR BANK TO 2.7 MVAR; AS PER ENERGEX DRAWING 31442-A3; KIT PART INCLUDE - | Misc Non-Contract Items
25091 | CAPACITOR BANK | 12KV;1.2MVAR;11KV SWITCHD CAPACITOR BANK INCOMING MODUEL;C/W DISCONNCT;EARTH SW; SURGE ARRESTERS & 1X1.2 MVAR CAP BANK; | Substation Accessories
17795 | CAPACITOR SHUNT INSTALLATION. | 12 KV;3 PHASE;50 HZ;5.4 MVAR@11.5 KV; CUBICLE OUTDOOR;C/W FIXED CIRCUIT BREAKER;C/W AF BLOCKING FILTER & 0.120 MILLI INRUSH LIMITING REACTORS;110 DC | Substation Accessories
17796 | CAPACITOR SHUNT INSTALLATION. | 12 KV;3 PHASE;50 HZ;5.4 MVAR@11.5 KV; CUBICLE OUTDOOR;C/W FIXED CIRCUIT BREAKER;C/W RELAY PROTECTION;110 V DC, C/W AF BLOCKING FILTER,NO INRUSH REACTOR | Substation Accessories
17952 | CAPACITOR SHUNT INSTALLATION. | 12 KV;3 PHASE;50 HZ;2.7 MVAR @ 11.5 KV; CUBICLE O/D;C/W FIXED CB;C/W AF BLOCKING FILTER;C/W SHUNT & FILTER CAPS;C/W RELAY PROT;SPAJ-110 V DC; | Substation Accessories
18159 | CAPACITOR SHUNT INSTALLATION. | 12 KV;3 PHASE;50 HZ;5.4 MVAR @ 11.5 KV; CUBICLE OUTDOOR;C/W FIXED CIRCUIT BREAKER,RELAY PROTECTION 32 V DC;C/W AF BLOCKING REACTOR FILTER,0.120 MILLLI | Substation Accessories
19942 | CAPACITOR SHUNT INSTALLATION. | COMPRISES THE FOLLOWING STOCK CODES, 3 X 20188 (RX) PLANT NO.REQ.3 X 20190 (VT) PLANT NO.REQ.1 X 20189 (CT) PLANT NO.REQ.;36 KV;3 PHASE;50 HZ;20 MVAR @ | Substation Accessories
21389 | CAPACITOR SHUNT INSTALLATION. | 145 KV;3 PHASE;50 HZ;62.5 MVAR & 145 KV; RACK O/D;COMPRISES THE FOLLOWING STOCK CODES;3 X SC21390 (RX);1 X SC21391 (CT);96 X SC21392 (CANS);3 X SC21393 | Substation Accessories
22052 | CAPACITOR SHUNT INSTALLATION. | 12 KV;3 PHASE;50 HZ;1.8 MVAR @ 11.5 KV; CUBICLE O/D;C/W FIXED CB;RELAY PROT 48 V DC;C/W AF BLOCKING FILTER & 120 UH INRUSH REACTORS;COOLING FANS; | Substation Accessories
25092 | CAPACITOR SHUNT INSTALLATION. | 12KV;1.2MVAR;11KV SWITCHD CAP BANK; O/DOOR USE; C/W DETUNING REACT; PROT EQUIP; SUITABLE FOR OP 110VDC; MAX ULTIMATE 3 X 1.2 MVAR CAP MODULES; | Substation Accessories
25090 | CAPACITOR SHUNT INSTALLATION. | 12KV;3.6MVAR;11 KV;CAPACITOR BANK; INCOMIN MODULE; C/W DISCONNECT; EARTH SW; SURGE ARRESTERS & 3 X 1.2 MVAR CAP BANKS; | Substation Accessories
22966 | CAPACITOR SHUNT INSTALLATION. | 12KV; 5.0 MVAR, 11KV SWITCHED CAPACITOR BANK;OUTDORR USE;C/W DISCONNECTOR; EARTH SWITCH;SURGE ARRESTERS AND SINGLE SWITCHED 5.0MVAR CAPACITOR BANK; | Substation Accessories
22965 | CAPACITOR SHUNT INSTALLATION. | 12KV; 2.2 MVAR, 11KV SWITCHED CAPACITOR BANK;OUTDOOR USE; C/W DE-TUNING REACTORS ,PRETECTION EQUIPMENT;SUITABLE FOR OPERATION AT 110V DC;SUITABLE FOR | Substation Accessories
22963 | CAPACITOR SHUNT INSTALLATION. | 12KV; 6.6 MVAR, 11KV CAPACITOR BANK; INCOMING MODULE;C/W DISCONNECTOR, EARTH SWITCH, SURGE ARRESTERS AND THREE 2.2 MVAR CAPACITOR BANKS; | Substation Accessories
22436 | CAPACITOR SHUNT INSTALLATION. | 12 KV;3 PHASE;50 HZ;600 KVAR @ 11 KV; SHUNT FEEDER POLE MTG CAP BANK;C/W SWITCHES;C/W CT;C/W AF BLOCKING FILTER; C/W CONTROLLER;240 V AC;REMOTE | Substation Accessories
21685 | CAPACITOR SHUNT INSTALLATION. | 123 KV;3 PHASE;50 HZ;62.5 MVAR & 123 KV; RACK O/D;COMPRISES THE FOLLOWING STOCK CODES;3 X SC21686 (RX);1 X SC21391 (CT) 96 X SC21687 (CANS);3 X SC21688 (SURGE | Substation Accessories
19856 | CAPACITOR SHUNT INSTALLATION. | COMPRISES THE FOLLOWING STOCK CODES, 4 X 20192 (SW) 4 X 20191 (RX);12 KV; 3 PHASE;50 HZ;4 X 3.75 MVAR STAGES @ 11 KV;I/D CUBICLE;C/W BANK DISCONNECTOR/ | Substation Accessories
18634 | CAPACITOR SHUNT INSTALLATION. | 12 KV;3 PHASE;50 HZ;3.6 MVAR @ 11.5 KV; CUBICLE OUTDOOR;C/W FIXED CIRCUIT BREAKER;RELAY PROTECTION 110 V DC;C/W AF BLOCKING REACTOR;INRUSH REACTORS;C/W | Substation Accessories
18158 | CAPACITOR SHUNT INSTALLATION. | 12 KV;3 PHASE;50 HZ;5.4 MVAR @ 11.5 KV; CUBICLE OUTDOOR;C/W FIXED CIRCUIT BREAKER,RELAY PROTECTION 32 V DC;C/W AF BLOCKING FILTER,NO INRUSH REACTOR;C/W | Substation Accessories
17951 | CAPACITOR SHUNT INSTALLATION. | 12 KV;3 PHASE;50 HZ;2.7 MVAR @ 11.5 KV; CUBICLE O/D;C/W FIXED CB;C/W AF BLOCKING FILTER & 0.120 MILLI INRUSH LIMITING REACTORS;C/W SHUNT & FILTER CAPS;C/W | Substation Accessories
17417 | CAPACITOR SHUNT INSTALLATION. | 36 KV;3 PHASE;50 HZ;24 MVAR@36 KV;FRAME, OUTDOOR;AS2897;4500 KG; | Substation Accessories
11684 | CAPACITOR UNIT. | 6.93 KV;326.7 KVAR;1 PHASE;21.7 UF (+10,-0%);47.1 AMP CONT @ 50 HZ;50 HZ; NON PCB IMPREG;SUPPLY W/NUTS,SPRING, FLAT WASHERS;INT FUSED;2 BUSHINGS; | Substation Accessories
15670 | CAPACITOR UNIT. | 20.785 KV;400 KVAR;SINGLE PHASE;2.947 UF ;19.24 AMP CONT @ 50 HZ;60 HZ;NON PCB IMPREGNANT;POLYPROPYLENE FILM DIELECTRIC ;EXTERNALLY FUSED;1 BUSHING PER UNIT; | Substation Accessories
15355 | CAPACITOR UNIT. | 6.93 KV;238.3 KVAR;SINGLE PHASE;15.8 UF PER PHASE;34.3 AMP @ 50 HZ;50 HZ;NON PCB IMPREGNANT;POLYPROPLYENE FILM DIELECTRIC ;2 BUSHINGS PER UNIT;SS304 STAINLESS | Substation Accessories
15171 | CAPACITOR UNIT. | 6.93 KV,238 KVAR;SINGLE BUSHING;NO INTERNAL FUSE;INSULATOR HEIGHT 240 MM; MOUNTING BRACKET 310 MM FROM TANK TOP; FOR CAP BANKS AT SS APM; | Substation Accessories
14832 | CAPACITOR UNIT. | 6.35 KV;200 KVAR;50 HZ;NON PCB IMPREGNANT;POLYPROPYLENE FILM DIELECTRIC;2 BUSHINGS PER UNIT;AS1013; TO SUIT CAPACITOR BANKS PURCHASED ON | Substation Accessories
880009 | CAPACITOR UNIT. | 5.2 KV;200 KVAR;SINGLE PHASE;24.2 UF; 38.5 AMP CONT @ 50 HZ;50 HZ;NON-PCB IMPREGNANT;POLYPROPYLENE FILM DIELECTRIC ;1 BUSHING PER UNIT CHF101,DWG 1527-A4; | Substation Accessories
24132 | CAPACITOR UNIT. | 6.93 KV RMS; 667KVAR, TWO BUSHING(2-S1); INTERNALLY FUSED; CAPACITOR CAN; 44.2 MICROFARAD; 1.12MOHM; TYPE CHD850B; USED WITH 20MVAR 33KV STAGE CAPACITOR BANK; | Substation Accessories
23401 | CAPACITOR UNIT. | 7.45 KV;800kVAr;TWO BUSHING;INTERNALLY FUSED; CAPACITOR CAN; 45.88 MICROFARAD; 2.250MOHM; TYPE CHDB 162; USED WITH 3.75MVAR 11KV STAGE CAPACITOR BANK; | Substation Accessories
19800 | CAPACITOR UNIT. | 8.93 KV;200 KVAR;SINGLE PHASE; 8 MICROFARAD;23 AMP CONT @ 50 HZ; 2 BUSHINGS PER UNIT;TO SUIT ENERMET 125 KVA COUPLING UNIT; | Substation Accessories
18299 | CAPACITOR UNIT. | 3.2 KV;75 KVAR;SINGLE PHASE;23.3 MICRO FARAD;23 AMP CONT @ 50 HZ;NON PCB IMPREG 2 BUSHING PER UNIT;FILTER CAPACITOR UNIT TO SUIT ALL ENERGEX CUBICLE CAPACITOR | Substation Accessories
18136 | CAPACITOR UNIT. | 6.93 KV;SINGLE PHASE;50 HZ;450 KVAR @ 6.93 KV;38/95 KV;C=29.83 MICRO FARRAD; I=65 AMP;-10 + 50 DEG C;DISCHARGE RES- 600S,3.3 MOHM;INTERNALLY FUSED; | Substation Accessories
17894 | CAPACITOR UNIT. | 6.93 KV;450 KVAR;SINGLE PHASE;29.83 UF PER PHASE;65 AMP CONT @ 50 HZ;50 HZ;NON PCB IMPREGNANT;ALL FILM DIELECTRIC; INTERNAL (ELEMENT) FUSE;2 BUSHINGS PER | Substation Accessories
17893 | CAPACITOR UNIT. | 3.2 KV,75 KVAR;SINGLE PHASE;23.3 UF PER PHASE;23.31 AMP CONT @ 50 HZ;50 HZ;NON PCB IMPREGNANT;ALL FILM DIELECTRIC; INTERNALLY FUSED;2 BUSHINGS PER UNIT; | Substation Accessories
17418 | CAPACITOR UNIT. | 6.93 KV,667 KVAR;SINGLE PHASE;44.2 NF;96 .25 AMP CONT@50 HZ;50 HZ;NON PCB IMPREGNANT;POLYPROPYLENE FILM DIELECTRIC;INTERNALLY FUSED;2 | Substation Accessories
21803 | CAPACITOR UNIT. | 6.93 KV;490 KVAR;SINGLE PHASE;32.5 MICRO FARAD;71 AMP CONT @ 50 HZ;NON PCB IMPREG ;2 BUSHINGS PER UNIT;TO SUIT ENERGEX 5.4 MVAR CAPACITOR BANKS WITH ABB | Substation Accessories
21687 | CAPACITOR UNIT. | 9.45 KV;694.4 KVAR;SINGLE PHASE;24.75 MICROFARAD;2 BUSHINGS PER UNIT;TO SUIT SC21685 (123 KV CAPACITOR BANK);P/LINK CONTRACT TM02004/40/2,ITEM 3A-2; | Substation Accessories
21392 | CAPACITOR UNIT. | 11.13 KV;692.7 KVAR;SINGLE PHASE;17.8 MICROFARAD;2 BUSHINGS PER UNIT;TO SUIT SC21389 (145 KV CAPACITOR BANK); ABB AUSTRALIA PTY LTD LILYDALE VICTORIA; | Substation Accessories
16913 | CAPACITOR UNIT. | 7.4 KV,383 KVAR;SINGLE PHASE;22.3 UF; 52 AMP CONT @ 50 HZ;50 HZ;NON PCB IMPREGNANT;POLYPROPYLENE FILM DIELECTRIC ;INTERNALLY FUSED;2 BUSHINGS PER UNIT; | Substation Accessories
16233 | CAPACITOR UNIT. | 6.93 KV;333.3 KVAR;SINGLE PHASE;22.1 UF PER PHASE;48.1 AMP CONT @ 50 HZ;;;NON PC B IMPREGNANT;POLYPROPYLENE FILM DIELECTR IC;INTERNALLY FUSED;2 BUSHINGS PER UNIT; | Substation Accessories
16203 | CAPACITOR UNIT. | 10.47 KV,222 KVAR;SINGLE PHASE;6.7 UF PER PHASE;21.2 AMP CONT @ 50 HZ;50 HZ; NON PCB IMPREGNANT;EXTERNALLY FUSED; 1 BUSHING PER UNIT;U/W CAPACITOR BANKS | Substation Accessories
15868 | CAPACITOR UNIT. | 5 KV,23.55 KVAR;SINGLE PHASE;3 UF;4.71 AMP @ 50 HZ;50 HZ;NON PCB IMPREGNANT; POLYPROPYLENE FILM DIELECTRIC;EXTERNALLY FUSED;2 BUSHING PER UNIT;SS CONTAINER; | Substation Accessories
12044 | CAPACITOR UNIT. | 7 KV;SINGLE PHASE;4.5 UF PER PHASE; 9.9 AMP CONT @ 50 HZ;NON PCB IMPREGNANT; 2 BUSHINGS PER UNIT;COUPLING CAPACITOR FOR ZELLWEGER A/F LOAD CONTROL;35 KG; | Substation Accessories
12045 | CAPACITOR UNIT. | 7 KV;SINGLE PHASE;6 UF PER PHASE;1 13.2 AMP CONT @ 50 HZ;NON PCB IMPREGNANT ;2 BUSHINGS PER UNIT;COUPLING CAPACITOR ;FOR ZELLWEGER A/F LOAD CONTROL; | Substation Accessories
23947 | CAPACITOR, MOTOR | COOPER 15UF CAPACITOR; TO SUIT QUIK-DRIVE TAPCHANGER TYPE; | Regulator
2478386 | CAPACITOR,FIXED | 7.5kV, 260kVAr, 50Hz, 2 Bushing (2-S1), Capacitor Can, Internal Fuse, suit Energex ABB 1.2MVAr ABBACUS Capacitor Bank Stages | Substation Accessories
4654 | CAPACITOR,TEST POINT | FOR RM UNIT;PACK OF 10; | Misc Non-Contract Items
22349 | CAPACITOR. | STEP VOLTAGE REGULATOR REPLACEMENT MOTOR DRIVE CAPACITOR (7.5 MICRO FARAD); FOR WAD22B313X6A,WCD22B313RLA, WCD22B166TEA,WCD22A166TEA;U/W | Regulator
2491603 | CARD | Node Protection Card, High Output | Communications
2491645 | CARD | Eclipse, Node Controller Card, Serial Mgmt V3, High Output | Communications
2491611 | CARD | Eclipse, DAC, 16XE1/DS1 V3, Protectable | Communications
2491637 | CARD | Eclipse, Fan Card, V2 | Communications
2491629 | CARD | DAC GE3 Gigabit Ethernet Switch Card | Communications
21641 | CARD,CIRCUIT | TELEPHONE ISOLATION CARD SET;SHORT RANGE CUSTOMER TERMINAL CARD D901-Z3X2 ;SHORT RANGE EXCHANGE CARD D902-Z3X2; OPTICAL FIBRE SET 500 MM LG D903-F2/500; | Communications
22151 | CARD,CIRCUIT | RS232/FOI COMMUNICATION MODULE;USES ST CONNECTORS;ST IS DESIGNED FOR SINGLE MODE & MULTI-MODE GLASS FIBRE;U/W CL6 CONTROLS ONLY;PACK OF 1; | Regulator
23959 | CARD,CIRCUIT | PSMS-PCB; REPLACEMENT PC CARD FOR NOJA RC10 CONTROLLER ON NOJA RECLOSERS; | Communications
22675 | CARD,CIRCUIT | REPLACEMENT CONTROL MODULE;FOR CAPM5 (REV 5.0);SUITABLE FOR REPAIRING SCHNEIDER PTCC CONTROLLERS; | Misc Non-Contract Items
23724 | CARD,COMPUTER | EXPANSION CARD;FOR EDMI MK10E; MK10E SMART GRID EXPANSION;UPS; | Meters
11528 | CARRIER,TERMINAL GROUP MARKING. | RAIL MTG,G32 OR TH35 RAIL;PACK OF 20; | Hardware & Tools
16946 | CARTRIDGE,RESPIRATOR,AIR FILTERING | Sundstrom SR217 Gas Filter, Protection against Organic Gases & Vapours (eg Solvents), Pack of 5 | PPE, Hardware & Tools
16947 | CARTRIDGE,RESPIRATOR,AIR FILTERING | Sundstrom SR510 P3 Particle Filter, Protection against all Types of Solid or Liquid Particles larger than 0.3 Microns (0.0003mm), Dust, Oil, Mist, Bacterial, | PPE, Hardware & Tools
24777 | CARTRIDGE,RESPIRATOR,AIR FILTERING | Pro2000 PF 10, P3 PAPR, Particulate Filter, for Solid/Liquid Particulates, Radioactive/Toxic Particles, Bacteria, Viruses, Fumes/Mists | Hardware & Tools
22451 | CARTRIDGE,RESPIRATOR,AIR FILTERING | Sundstrom SR315 ABE Gas Filter, Protection when Cutting, Heating & Welding Galv Steel, Pack of 5 | PPE, Hardware & Tools
11521 | CASE,AUXILIARY RELAY. | STEEL,SHEET;300 MM LG,210 MM H,226 MM D; C/W SUPPORT FRAME,MARKING BAR & DOOR W/WINDOW;FOR MTG,RX4 BASES STOCK CODE 08903 & ABB RELAY EQUIPMENT; | Misc Non-Contract Items
8814 | CASE,SPECTACLE | BLACK NYLON;CORDED; WITH BRUSHED NYLON INTERIOR;190 MM LG APPROX,100 MM W;SUITS ALL STYLES OF SAFETY GLASSES; | PPE, Hardware & Tools
22251 | CASE. | PLASTIC;DRILL BIT CASE;FOR METRIC 1.0 - 13.0 MM DRILL BITS;IN 0.5 MM INCREMENTS;PACK OF 1; | Hardware & Tools
125393 | CAULKING TOOL, HAND | CAULKING GUN;PACK OF 1; | Hardware & Tools
19106 | CELL,COUPLING | AUDIO FREQ LOAD CONTROL;1050 HZ;12 KV SYSTEM;C/W 1 ISOLATING TRANSFORMER 60 KVA,3 TUNING COILS;5.74MH,3 COUPLING CAP 4.0UF;5.8 M H NOM TYPE E;SC16607; | Misc Non-Contract Items
19383 | CELL,COUPLING | AUDIO FREQ LOAD CONTROL;1050 HZ;33 KV SYSTEM;C/W ISOLATING TRANSFORMER 120 KVA ,3 TUNING COILS,15.3 MH;6 COUPLING CAP 3UF;3 SURGE ARRESTORS HG18; | Misc Non-Contract Items
2478337 | CELL,COUPLING | AFLC, 80kVA, 11kV, 3 Ph, Coupling Cell, Tuning Coils, Coupling Capacitors, Isolation Transformer and Surge Arresters (Where Reqd), EESS-10730-01-0E | Substation
2478329 | CELL,COUPLING | AFLC, 40kVA, 11kV, 3 Ph, Coupling Cell, Tuning Coils, Coupling Capacitors, Isolation Transformer and Surge Arresters (Where Reqd), EESS-10730-01-0E | Substation
21870 | CELL,COUPLING | AUDIO FREQUENCY LOAD CONTROL;TYPE E SC16607;INSTALLED IN OUTDOOR CUBICLE SC16608; | Misc Non-Contract Items
19432 | CELL,COUPLING | AUDIO FREQUENCY LOAD CONTROL;1050 HZ; 12 KV SYSTEM;C/W 1 ISOLATING TRANSFORMER 120 KVA;3 TUNING COILS;3 COUPLING CAPACITORS 8UF; | Misc Non-Contract Items
19384 | CELL,COUPLING | AUDIO FREQ LOAD CONTROL;425 HZ;33 KV SYSTEM;C/W 1 ISOLATING TRANSFORMER 120 KVA;3 TUNING COILS,56.1 MH;6 COUPLING CAP 6UF;3 SURGE ARRESTORS MG18; | Misc Non-Contract Items
15659 | CEMENT,PORTLAND | TYPE A;NORMAL CEMENT;AS1315;20 KG BAG, 48 BAGS PER PALLET,PALLET WEIGHT 1200 KG ;FOR PREMIX CONCRETE REFER SC15658; | Cement, Concrete & Mortar
25531 | CHAIN,CHAINSAW | Replacement Chain, for Milwaukee 18V Battery Chainsaw | Hardware & Tools
2489276 | CHAIN,CHAINSAW | Milwaukee, M18 Fuel, 254mm, Replacement Chain to suit Pole Saw | Hardware & Tools
3096 | CHAIN,WELDED | STEEL,GALV;6.3 MM;BOX OF 1;20 M ROLL; | PPE, Hardware & Tools
22032 | CHAINSAW | STIHL;MODEL 261 C Q;SUPPLIED WITH ORANGE SATCHEL CONTAINING-TOOL SET; ITEM TO BE PRE-ASSEMBLED AND PLACED IN CARTON BY SUPPLIER PRIOR TO DELIVERY; | PPE, Hardware & Tools
2471191 | CHAINSAW | Milwaukee 18V Battery Chainsaw, Skin Only | Hardware & Tools
2489250 | CHAINSAW | Pole Saw Attachment, M18 Fuel, 254mm Bar & Chain, QUIK-LOK Connection, Automatic Oiler, 124cm L | Hardware & Tools
R2471191 | CHAINSAW | REFURBISHED, Milwaukee 18V Battery Chainsaw, Skin Only, Restricted Issue to Assetes Services MGR | Tools & Equipment
2471183 | CHAINSAW | Milwaukee 18V Battery Chainsaw Kit c/w Spare Chain, 1 x 6Ah Battery, 1 x 12Ah Battery, Chainsaw Bag, 1L Bar Oil, Sharpening File & Jig | Hardware & Tools
22033 | CHAINSAW | STIHL, Model 212C c/w Scarbbard, 16" Lg Bar, 67 Link 325RM Chain, Orange Stachel Item to be pre-assembled & placed in Carton by Supplier prior to delivery | PPE, Hardware & Tools
18011 | CHAIR, FOLDING | FOLDING CHAIR WITH ARM RESTS & CUP HOLDER; C/W CARRY BAG; WEIGHT RATED 130KG | O/Head Line
2476570 | CHAMBER,ARC | Arcing Chamber, Locator, (Plastic), For use in Magnefix / Hazemeyer MD4 RMU | Tools & Equipment
6601 | CHANNEL,ELEC POWER CABLE SUPPORT BRACKET | STEEL,GALV;880 MM LG,76 MM W,38 MM D; PACK OF 1,PACK WEIGHT 5.6 KG,FOR FIXING OF CABLE SUPPORT BRACKET(STOCK CODE 06609 & 06610) IN CONCRETE JOINT PITS | Line Support Equip
6602 | CHANNEL,ELEC POWER CABLE SUPPORT BRACKET | STEEL,GALV;310 MM LG,76 MM W,38 MM D; 80 PER PALLET,(STRAPPED);FOR FIXING OF CABLE SUPPORT BRACKET STOCK CODE 06609 & 06610) IN CONC RETE JOINT PITS STOCK | Line Support Equip
13048 | CHANNEL,ELEC POWER CABLE SUPPORT BRACKET | STEEL,GALV;1180 MM LG,76 MM W,38 MM D; FOR FIXING OF CABLE SUPPORT BRACKET (STOCK CODE 06609 & 06610) IN CONCRETE JOINT PITS(PIN STOCK CODE 06855); | Line Support Equip
2673 | CHANNEL,STRUCTURAL | STEEL;GALV,HOT DIPPED;41.3 MM W; 41.3 MM H;2.5 MM THK;2.70 KG/M;6 M LG; PACK OF 1,PACK WEIGHT 16.0 KG; | Line Support Equip
2674 | CHANNEL,STRUCTURAL | STEEL;GALV,HOT DIPPED;41.3 MM W; 22.2 MM H;2.5 MM THK;1.91 KG/M;6 M LG; PACK OF 1,PACK WEIGHT 11.28 KG; | Line Support Equip
23798 | CHANNEL,STRUCTURAL | UNISTRUT CHANNEL P5501-HG COMB CHANNEL 41 X 124 X 6M HDG 6MTR LENGHTS | Line Support Equip
22746 | CHANNEL,STRUCTURAL | DIN RAIL TERMINAL;SLOTTED;2 M LG; 35 MM X 7.5 MM;FOR TELECOMMUNICATIONS WORK; | Hardware & Tools
22553 | CHANNEL,STRUCTURAL | STEEL;GALV;HOT DIPPED;SLOTTED;41.3 MM W; 41.3 MM H;2.5 MM THK;2.7 KG/M, 1.2 M LG; PACK OF 1;PACK WEIGHT 3.1 KG; | Line Support Equip
18676 | CHANNEL,STRUCTURAL | STEEL;GALV,HOT DIPPED;41.3 MM W;41. 3 MM H;2.5 MM THK;2000 MM LG;WEIGHT 5.4 KG/M; | Line Support Equip
18675 | CHANNEL,STRUCTURAL | STEEL;GALV,HOT DIPPED;41.3 MM W;82.6 MM H;2.5 MM THK;1200 MM LG;WEIGHT 5.4 KG/M; PACK OF 1,PACK WEIGHT 6.36 KG; | Line Support Equip
18651 | CHANNEL,STRUCTURAL | STEEL;GALV,HOT DIPPED;41.3 MM W;41.3 MM H;2.5 MM THK;3000 MM LG;WEIGHT 2.70 KG/M ;PACK OF 1,PACK WEIGHT 7.95 KG; | Line Support Equip
18650 | CHANNEL,STRUCTURAL | STEEL;GALV,HOT DIPPED;41.3 MM W;41.3 MM H;2.5 MM THK;2000 MM LG;WEIGHT 2.70 KG/M ;PACK OF 1,PACK WEIGHT 5.30 KG; | Line Support Equip
18649 | CHANNEL,STRUCTURAL | STEEL;GALV,HOT DIPPED;41.3 MM W;41.3 MM H;2.5 MM THK;1800 MM LG;WEIGHT 2.70 KG/M ;PACK OF 1,PACK WEIGHT 4.77 KG; | Line Support Equip
18648 | CHANNEL,STRUCTURAL | STEEL;GALV,HOT DIPPED;41.3 MM W;41. 3 MM H;2.5 MM THK;1200 MM LG;WEIGHT 2.70 KG/M ;PACK OF 1,PACK WEIGHT 3.18 KG; | Hardware & Tools
18647 | CHANNEL,STRUCTURAL | STEEL;GALV,HOT DIPPED;41.3 MM W;41.3 MM H;2.5 MM THK;1000 MM LG;WEIGHT 2.70 KG/M ;PACK OF 1,PACK WEIGHT 2.65 KG; | U/G Accessories
18646 | CHANNEL,STRUCTURAL | STEEL;GALV,HOT DIPPED;41.3 MM W;41.3 MM H;2.5 MM THK;900 MM LG;WEIGHT 2.30 KG/M; | Line Support Equip
18645 | CHANNEL,STRUCTURAL | STEEL;GALV,HOT DIPPED;41.3 MM W;41.3 MM H;2.5 MM THK;850 MM LG;WEIGHT 2.70 KG/M; PACK OF 1,PACK WEIGHT 2.26 KG; | Line Support Equip
19571 | CHANNEL,STRUCTURAL | STEEL;GALV,HOT DIPPED;SLOTTED 41.3 MM W; 41.3 MM H;2.5 MM THK;2.7 KG/M 6 M LG; PACK OF 1,PACK WEIGHT 15.3 KG; | Line Support Equip
18409 | CHANNEL,STRUCTURAL | STEEL;GALV,HOT DIPPED;41.3 MM W; 82.6 MM H;6 M LENGTHS;PACK WEIGHT 31.08 KG; | Line Support Equip
16503 | CHANNEL,STRUCTURAL | STEEL;GALV HOT DIPPED;41.3 W;22.2 H; 2.5 MM THK;750 MM LG;PACK OF 1,PACK WEIGHT 1.50 KG; | Line Support Equip
12949 | CHARGER,BATTERY | AUTOMATIC CONSTANT POTENTIAL;240 V AC INPUT;24 V 10 AMP DC OUTPUT;FREE STANDING;W/STORAGE SPACE FOR STANDBY BATTERIES UP TO 38 A/HR U/W CONTROL | Substation Batteries
15610 | CHARGER,BATTERY | 483 MM;SINGLE PHASE,240 V AC INPUT;110 V DC,20 AMP OUTPUT;19 IN RACK MOUNTING; FOR USE WITH 110 V,150 - 200 A/HR SEALED LEAD ACID BATTERIES;PACK SIZE 700 X 500, | Substation Batteries
15612 | CHARGER,BATTERY | SINGLE PHASE,240 V AC INPUT;48 V DC, 10 AMP OUTPUT;FREE STANDING CUBICLE;C/W AUXILIARY CONTACTS FOR ALARMS ON MAIN INCOMING AC SUPPLY CIRCUIT BREAKER;FOR | Substation Batteries
2482891 | CHARGER,BATTERY | 110V, 16A, Substation Battery Charger, suits both single & dual string, Alpha Cordex, EESS-10735-01-0C, Contract 10591, Item 65 | Substation Batteries
2482883 | CHARGER,BATTERY | 110V, 10A, Substation Battery Charger, suits both single & dual string, Alpha Cordex, EESS-10735-01-0C, Contract 10591, Item 64 | Substation Batteries
2482875 | CHARGER,BATTERY | 125V, 40A, Substation Battery Charger, suits both single & dual string, Alpha Cordex, EESS-10735-01-0C, Contract 10591, Item 63 | Substation Batteries
2482867 | CHARGER,BATTERY | 125V, 32A, Substation Battery Charger, suits both single & dual string, Alpha Cordex, EESS-10735-01-0C, Contract 10591, Item 62 | Substation Batteries
2482859 | CHARGER,BATTERY | 125V, 25A, Substation Battery Charger, suits both single & dual string, Alpha Cordex, EESS-10735-01-0C, Contract 10591, Item 61 | Substation Batteries
2481059 | CHARGER,BATTERY | 240V AC Input, 48V DC, 20A Output, 1 Ph, 1400 x 700mm, Free Standing Cubicle c/w Aux Contacts for Alarms, for 48V, 80Ah Sealed Lead Acid Batteries | Substation Batteries
R22011 | CHARGER,BATTERY | REFURBISHED, Milwaukee 12-18V Rapid Charge, 220-240V,50-60Hz, for Li-Ion Batteries | Hardware & Tools
R22273 | CHARGER,BATTERY | REFURBISHED, 14.4V, 5.6A 230V AC, 50-60Hz, suits Rechargeable Batteries, u/w Izumio Tools,14.4V NICD & NIHM, Li Only, u/w Rechargeable Battery SC21315 | Hardware & Tools
2478873 | CHARGER,BATTERY | Single Desktop, suits Tait Radio TP9 Series, c/w 240V AC Plug Pack | Tools & Equipment
2483048 | CHARGER,BATTERY | 24V, 40A, Substation Battery Charger, suits both single & dual string, Alpha Cordex, EESS-10735-01-0C, Contract 10591, Item 80 | Substation Batteries
2483030 | CHARGER,BATTERY | 32V - Using DC DC Converter, 32A, Substation Battery Charger, suits both single & dual string, Alpha Cordex, EESS-10735-01-0C, C/T 10591, Item 79 | Substation Batteries
2483022 | CHARGER,BATTERY | 32V - Using DC DC Converter, 25A, Substation Battery Charger, suits both single & dual string, Alpha Cordex, EESS-10735-01-0C, C/T 10591, Item 78 | Substation Batteries
2483014 | CHARGER,BATTERY | 32V - Using DC DC Converter, 10A, Substation Battery Charger, suits both single & dual string, Alpha Cordex, EESS-10735-01-0C, C/T 10591, Item 77 | Substation Batteries
2483006 | CHARGER,BATTERY | 48V, 160A, Substation Battery Charger, suits both single & dual string, Alpha Cordex, EESS-10735-01-0C, Contract 10591, Item 76 | Substation Batteries
2482990 | CHARGER,BATTERY | 48V, 80A, Substation Battery Charger, suits both single & dual string, Alpha Cordex, EESS-10735-01-0C, Contract 10591, Item 75 | Substation Batteries
2482982 | CHARGER,BATTERY | 48V, 40A, Substation Battery Charger, suits both single & dual string, Alpha Cordex, EESS-10735-01-0C, Contract 10591, Item 74 | Substation Batteries
2482974 | CHARGER,BATTERY | 48V, 32A, Substation Battery Charger, suits both single & dual string, Alpha Cordex, EESS-10735-01-0C, Contract 10591, Item 73 | Substation Batteries
2482966 | CHARGER,BATTERY | 48V, 25A, Substation Battery Charger, suits both single & dual string, Alpha Cordex, EESS-10735-01-0C, Contract 10591, Item 72 | Substation Batteries
2482958 | CHARGER,BATTERY | 48V, 16A, Substation Battery Charger, suits both single & dual string, Alpha Cordex, EESS-10735-01-0C, Contract 10591, Item 71 | Substation Batteries
2482941 | CHARGER,BATTERY | 48V, 10A, Substation Battery Charger, suits both single & dual string, Alpha Cordex, EESS-10735-01-0C, Contract 10591, Item 70 | Substation Batteries
2482933 | CHARGER,BATTERY | 110V, 63A, Substation Battery Charger, suits both single & dual string, Alpha Cordex, EESS-10735-01-0C, Contract 10591, Item 69 | Substation Batteries
2482925 | CHARGER,BATTERY | 110V, 40A, Substation Battery Charger, suits both single & dual string, Alpha Cordex, EESS-10735-01-0C, Contract 10591, Item 68 | Substation Batteries
2482917 | CHARGER,BATTERY | 110V, 32A, Substation Battery Charger, suits both single & dual string, Alpha Cordex, EESS-10735-01-0C, Contract 10591, Item 67 | Substation Batteries
2482909 | CHARGER,BATTERY | 110V, 25A, Substation Battery Charger, suits both single & dual string, Alpha Cordex, EESS-10735-01-0C, Contract 10591, Item 66 | Substation Batteries
2498459 | CHARGER,BATTERY | Metabo Dual Quick Charger, ASC 145 Duo, 12-36V, Air-Cooled | Tools & Equipment
2496727 | CHARGER,BATTERY | Versaflo TR-344A, PAPR Quad-Station Battery Charger Kit, for Versaflo TR-300 Series PAPR | HS & PPE
2476919 | CHARGER,BATTERY | 18 V Milwaukee Battery Power Source; USB Port. | Hardware & Tools
25448 | CHARGER,BATTERY | Single Phase, 240VAC Input, 24VDC 30A Output, Free Standing Cubicle, for use with Sealed Lead Acid Batteries | Substation Batteries
2469625 | CHARGER,BATTERY | Milwaukee 12-18V Automotive Charger c/w Car Accessory Plug, for Li-Ion Batteries | Hardware & Tools
924185 | CHARGER,BATTERY | MILWAUKEE 6 PACK CHARGER; 6 BATTERY 18 VOLT SEQUENTIAL CHARGER WITH ISOLATION SWITCH; | Hardware & Tools
25367 | CHARGER,BATTERY | CHARGER LI-ION SINGLE 18V RAPID MAKITA; | Hardware & Tools
24803 | CHARGER,BATTERY | SINGLE PHASE; 240 V AC INPUT; 30 V DC; 20 AMP OUTPUT;FREE STANDING CUBICLE; U/W 30 V 160 A/HR SEALED LEADACID BATTERIES; SIZE H 1270XW600XD400; | Substation Batteries
24837 | CHARGER,BATTERY | SINGLE PHASE,240 V AC INPUT; 110 V DC, 25 AMP OUTPUT; FREE STANDING CUBICLE; U/W 110 V 160 A/HR SEALED LEADACID BATTERIES; SIZE H1000 X W500; | Substation Batteries
24185 | CHARGER,BATTERY | Milwaukee 18V, 6-Bay Sequential Charger, for Li-Ion Batteries | Hardware & Tools
23737 | CHARGER,BATTERY | 13.5V ;7A; FLOAT CHARGER; COMPLETE WITH IEC C8 TWO PIN POWER CABLE; | Communications
22273 | CHARGER,BATTERY | 14.4 V;5.6 AMP AC;230 V;50-60 HZ;SUITS RECHARGEABLE BATTERIES;U/W IZUMI TOOLS,14.4 V NICD & NIHM, LITHIUM ONLY; U/W RECHARGEABLE BATTERY SC21315 (NIMH & | Hardware & Tools
22011 | CHARGER,BATTERY | Milwaukee 12-18V Rapid Charge, 220-240V, 50-60Hz, for Li-Ion Batteries | Hardware & Tools
18594 | CHARGER,BATTERY | SINGLE PHASE,240 V AC INPUT;48 V DC,10 AMP OUTPUT;FREE STANDING CUBICLE;C/W A SET OF 4 X 20 AMP DOUBLE POLE CIRCUIT BREAKERS AND AUXILIARY CONTACTS FOR | Substation Batteries
15613 | CHARGER,BATTERY | SINGLE PHASE,240VAC INPUT;30VDC, 10AMP OUTPUT;FREE STANDING CUBICLE; FOR USE WITH 30 V,80 A/HR OR 110A/HR SEALED LEAD ACID BATTERIES;SIZE H1270 XW600XD400,PK | Substation Batteries
2483584 | CHARGING SYSTEM | VersiCharge, Child, Socket, 7kW, 1Ph | EV Items Energy Supply
2483592 | CHARGING SYSTEM | VersiCharge, Parent, Socket, 7kW, 1Ph | EV Items Energy Supply
2483618 | CHARGING SYSTEM | VersiCharge, Parent, Socket, 22kW, 3Ph | EV Items Energy Supply
2483634 | CHARGING SYSTEM | VersiCharge, Parent, Tethered, 7kW, 1Ph | EV Items Energy Supply
2483659 | CHARGING SYSTEM | VersiCharge, Parent, Tethered, 22kW, 3Ph | EV Items Energy Supply
2484665 | CHARGING SYSTEM | Sicharge UC 200, Wall Mount 200A Dispenser, Single Gun HMI & LED | EV Items Energy Supply
2484657 | CHARGING SYSTEM | Sicharge UC 200, Non-Integrated Charging Station | EV Items Energy Supply
2483733 | CHARGING SYSTEM | Sicharge D, Power Module Kit, 20kW | EV Items Energy Supply
2483725 | CHARGING SYSTEM | Sicharge D, High Flex, 160kW, CCS2 & Chademo, Modbus & Noise Level Adjustment | EV Items Energy Supply
2483717 | CHARGING SYSTEM | Sicharge D, Low Flex, 160kW, CCS2 & Chademo, Modbus & Noise Level Adjustment | EV Items Energy Supply
2483709 | CHARGING SYSTEM | Sicharge D, High Flex, 160kW, 2 x CCS2, Modbus & Noise Level Adjustment | EV Items Energy Supply
2483691 | CHARGING SYSTEM | Sicharge D, Low Flex, 160kW, 2 x CCS2, Modbus & Noise Level Adjustment | EV Items Energy Supply
2483683 | CHARGING SYSTEM | Sicharge CC AC22, Socket, 22kW, LAN | EV Items Energy Supply
2483675 | CHARGING SYSTEM | Sicharge CC AC22, Socket, 22kW, 4G | EV Items Energy Supply
2486405 | CHARGING SYSTEM | Siemens VeriCharge, EV Charger Post, Single & Double | EV Items Energy Supply
2483642 | CHARGING SYSTEM | VersiCharge, Child, Tethered, 22kW, 3Ph | EV Items Energy Supply
2483626 | CHARGING SYSTEM | VersiCharge, Child, Tethered, 7kW, 1Ph | EV Items Energy Supply
2483600 | CHARGING SYSTEM | VersiCharge, Child, Socket, 22kW, 3Ph | EV Items Energy Supply
17889 | CHEMSET,INJECTION SYSTEM | TWO COMPONENT; EPOXY ANCHORING COMPOUND; CO-EXTRUDED FORM A;1 X 585 ML DOUBLE CARTRIDGE;C/W 4 SPARE NOZZLES PER PACK; U/W SC17888 FOR TOOL;PACK OF 1; | Substation Accessories
15664 | CHLORHEXIDINE IN ALCOHOL | CHLORHEXIDINE 0.5% IN ALCOHOL 70%;500 ML BOTTLE USED FOR DISINFECTING THE FACE OF MANNEQUINS AFTER CPR ONLY,NOT TO BE USED AS AN ANTISEPTIC FOR CUTS ETC;SHELF LIFE | HS & PPE
22017 | CHOCK,WHEEL | Black Rubber, 270 x 155 x 150mm, 10T Capacity, suit Smaller EWP's, 4WD's, Cars, Single & Tandem Axle Trailers & Light Trucks | Tools & Equipment
22018 | CHOCK,WHEEL | Natural Rubber, Large, 290 x 230 x 215mm suit Large Trucks & Trailers with Dia > 17 Inch | Tools & Equipment
2484038 | CHUCK,INDEPENDENT-UNIVERSAL JAW | Blank, Sunrise Attachment (Live Line Tools) | Tools & Equipment
20630 | CIRCLIP | CIRCLIP;FOR CHANGEOVER OPERATING ARM; ELC 18 MM X 1.2 MM THK; | Tools & Equipment
9727 | CIRCUIT BREAKER | INDOOR/VERT RACKING;BULK OIL;GEC;12 KV; 3 PHASE;800 AMP;18.4 KA BKG CAP; 110 V DC SOLENOID;110 V DC TRIPPING; | Substation
9743 | CIRCUIT BREAKER | INDOOR/VERT RACKING;BULK OIL;REYROLLE; 12 KV;3 PHASE;1600 AMP;18.4 KA BKG CAP; 220 V DC SOLENOID;30 V DC TRIPPING; | Substation
9740 | CIRCUIT BREAKER | INDOOR/VERT RACKING;BULK OIL;REYROLLE; 12 KV;3 PHASE;800 AMP;13.1 KA BKG CAP; 220 V DC SOLENOID;30 V DC TRIPPING; | Substation
10496 | CIRCUIT BREAKER | OUTDOOR;BULK OIL;INOUE-DENKE;36 KV; 3 PHASE;800 AMP;25 KA BKG CAP;110 V DC SOLENOID;110 V DC TRIPPING; | Substation
9808 | CIRCUIT BREAKER | OUTDOOR;BULK OIL;BTH;36 KV;3 PHASE; 400 AMP;13.1 KA BKG CAP;110 V DC SOLENOID;110 V DC TRIPPING; | Substation
9807 | CIRCUIT BREAKER | OUTDOOR;BULK OIL;BHARAT;36 KV;3 PHASE; 1200 AMP;26.2 KA BKG CAP;110 V DC SOLENOID;110 V DC TRIPPING; | Substation
9799 | CIRCUIT BREAKER | OUTDOOR;BULK OIL;GEC;36 KV;3 PHASE; 400 AMP;8.75 KA BKG CAP;220 V DC SOLENOID;30 V DC TRIPPING;USED IN REGIONAL & METROPOLITAN AREAS; | Substation
9793 | CIRCUIT BREAKER | OUTDOOR;BULK OIL;EMAIL/WESTINGHOUSE; 36 KV;3 PHASE;1200 AMP;17.5 KA BKG CAP; 220 V DC SOLENOID;30 V DC TRIPPING; | Substation
24918 | CIRCUIT BREAKER | 63A; QY 80VDC; 10KA CURVE U2; DIN MOUNT; WITH AUX SWITCH; | Substation
24917 | CIRCUIT BREAKER | 32A; QY 80VDC; 10KA CURVE U2; DIN MOUNT; WITH AUX SWITCH; | Substation
24916 | CIRCUIT BREAKER | 20A; QY 80VDC; 10KA CURVE U2; DIN MOUNT; WITH AUX SWITCH; | Substation
24915 | CIRCUIT BREAKER | 10A; QY 80VDC; 10KA CURVE U2; DIN MOUNT; WITH AUX SWITCH; | Substation
24914 | CIRCUIT BREAKER | 6A; QY 80VDC; 10KA CURVE U2; DIN MOUNT; WITH AUX SWITCH; | Substation
24913 | CIRCUIT BREAKER | 2A; QY 80VDC; 10KA CURVE U2; DIN MOUNT; WITH AUX SWITCH; | Substation
24870 | CIRCUIT BREAKER | GENERAL PURPOSE; 240 V AC; 125 AMP; TWO POLE; C CURVE; 6 KA BREAK CAPACITY; DIN RAIL MTG; PACK OF 1; | Substation
919731 | CIRCUIT BREAKER | REFURBISHED; OUTDOOR;SF6;HAWKER SIDDELEY HORIZON;36 KV;3 PHASE; 2000 AMP;31.5 BKG CAP;110 V DC | Substation
24175 | CIRCUIT BREAKER | OUTDOOR; SF6; SCHNEIDER; 36KV; MTR CHG SPRING; 110V TRIP; INCLUDES 3 X 36KV POST CTS; | Substation
33171 | CIRCUIT BREAKER | TURBULATOR; LMT; REYROLLE; 400 AMP CB 11KV; | Substation
23761 | CIRCUIT BREAKER | OUTDOOR LIVE TANK CIRCUIT BREAKER UNIT; 145KV; 1600A; 40KA; C/W 48V DC AUXIIARY SUPPLY; LT 145D1/B; | Substation
23636 | CIRCUIT BREAKER | OUTDOOR 36 KV;3150 A;31.5 KA LIVE TANK CIRCUIT BREAKER UNIT | Switchgear Substation
23635 | CIRCUIT BREAKER | OUTDOOR 36 KV;1250 A;31.5 KA;LIVE TANK CIRCUIT BREAKER UNIT | Switchgear Substation
23595 | CIRCUIT BREAKER | OUTDOOR DEAD TANK CIRCUIT BREAKER UNIT; 4 BUSHING PROTECTION CURRENT TRANSFORMER 36KV;2000A;31.5KA;1 BUSHING METERING CURRENT TRANSFORMER;110V DC AUX SUPPLY | Substation
23594 | CIRCUIT BREAKER | OUTDOOR DEAD TANK CIRCUIT BREAKER UNIT; 4 BUSHING PROTECTION CURRENT TRANSFORMER 36KV;2000A;31.5KA;1 BUSHING METERING CURRENT TRANSFORMER;110V DC AUX SUPPLY | Substation
23593 | CIRCUIT BREAKER | OUTDOOR DEAD TANK CIRCUIT BREAKER UNIT; 36KV;2000A;31.5KA;4 BUSHING PROTECTION CURRENT TRANSFORMERS;110V DC AUX SUPPLY 5A CURRENT TRANSFORMERS | Substation
23592 | CIRCUIT BREAKER | OUTDOOR DEAD TANK CIRCUIT BREAKER UNIT; 36KV;2000A;31.5KA;4 BUSHING PROTECTION CURRENT TRANSFORMERS;110V DC AUX SUPPLY 1A CURRENT TRANSFORMERS | Substation
23591 | CIRCUIT BREAKER | OUTDOOR DEAD TANK CIRCUIT BREAKER UNIT; 36KV;1250A;31.5KA;FOUR BUSHING CURRENT PROTECTION TRANSFORMERS;32 V DC AUX SUPPLY;1 BUSHING METERING CURRENT | Substation
23590 | CIRCUIT BREAKER | OUTDOOR DEAD TANK CIRCUIT BREAKER UNIT; 36KV;1250A;31.5KA;FOUR BUSHING CURRENT PROTECTION TRANSFORMERS;32 V DC AUX SUPPLY;1 BUSHING METERING CURRENT | Substation
23589 | CIRCUIT BREAKER | OUTDOOR DEAD TANK CIRCUIT BREAKER UNIT; FOUR BUSHING CURRENT PROTECTION TRANSFORMERS;36KV;1250A;31.5KA;32V DC AUX SUPPLY; 5A CURRENT TRANSFORMERS; | Substation
23588 | CIRCUIT BREAKER | OUTDOOR DEAD TANK CIRCUIT BREAKER UNIT; FOUR BUSHING CURRENT PROTECTION TRANSFORMERS;36KV;1250A;31.5KA;32V DC AUX SUPPLY; 1A CURRENT TRANSFORMERS; | Substation
23587 | CIRCUIT BREAKER | OUTDOOR DEAD TANK CIRCUIT BREAKER UNIT;36 KV;1250 A;31.5 KA;FOUR BUSHING PROTECTION;CURRENT TRANSFORMERS;110V DC AUX SUPPLY 5A CURRENT TRANSFORMERS; | Substation
23586 | CIRCUIT BREAKER | OUTDOOR DEAD TANK CIRCUIT BREAKER UNIT;36 KV;1250 A;31.5 KA;FOUR BUSHING PROTECTION;CURRENT TRANSFORMERS;110V DC AUX SUPPLY 1A CURRENT TRANSFORMERS; | Substation
23585 | CIRCUIT BREAKER | OUTDOOR DEAD TANK CIRCUIT BREAKER UNIT;FOUR BUSHING PROTECTION CURRENT TRANSFORMERS;C/W 110V DC AUX SUPPLY; 5A CURENT TRANSFORMERS; | Substation
23584 | CIRCUIT BREAKER | OUTDOOR DEAD TANK CIRCUIT BREAKER UNIT;FOUR BUSHING PROTECTION CURRENT TRANSFORMERS;C/W 110V DC AUX SUPPLY; 1A CURENT TRANSFORMERS; | Substation
23583 | CIRCUIT BREAKER | OUTDOOR DEAD TANK CIRCUIT BREAKER UNIT; 36KV; 1250A; 31.5KA;C/W FOUR BUSHING PROTECTION CURRENT TRANSFORMERS, ONE BUSHING METERING CURRENT TRANSFORMER | Substation
23582 | CIRCUIT BREAKER | OUTDOOR DEAD TANK CIRCUIT BREAKER UNIT; 36KV; 1250A; 31.5KA;C/W FOUR BUSHING PROTECTION CURRENT TRANSFORMERS, ONE BUSHING METERING CURRENT TRANSFORMER | Substation
23581 | CIRCUIT BREAKER | OUTDOOR DEAD TANK CIRCUIT BREAKER UNIT; 36KV; 250A; 31.5KA;C/W FOUR BUSHING PROTECTION 5A CURRENT TRANSFORMERS & 125 V DC AUX SUPPLY; | Substation
23580 | CIRCUIT BREAKER | OUTDOOR DEAD TANK CIRCUIT BREAKER UNIT; 36KV; 250A; 31.5KA;C/W FOUR BUSHING PROTECTION 1A CURRENT TRANSFORMERS & 125 V DC AUX SUPPLY; | Substation
23547 | CIRCUIT BREAKER | 1454kV;1250 A;40kA;OUTDOOR LIVE TANK CIRCUIT BREAKER UNIT;C/W 110V DC AUXILIARY SUPPLY; | Switchgear Substation
23546 | CIRCUIT BREAKER | 145kV;1600A;40kA;OUTDOOR LIVE TANK; CIRCUIT BREAKER UNIT;C/W 110V DC; AUXILIARY SUPPLY; | Switchgear Substation
23199 | CIRCUIT BREAKER | INDOOR METAL CLAD;OLX3 RETROFIT; VLX3 VACUUM CIRCUIT BREAKER; 800 AMP; 32 V DC SPRING CHARGE MOTOR; 32V DC CLOSING COIL;32VDC TRIPPING COIL; | Substation
21669 | CIRCUIT BREAKER | LMT RETROFIT;INDOOR METAL CLAD; 25KA 3 SECS;12KV;800AMP;LMVP RPM1/QMRO; 32VDC TRIPPING CHARGE;32VDC CLOSING COIL 32VDC TRIP COIL; SIC; SECONDARY CONTACTS | Substation
20043 | CIRCUIT BREAKER | GENERAL PURPOSE; 240V AC; 63A; SINGLE POLE; 10KA 'D' CURVE BREAK CAPACITY; DIN RAILM MTG; PACK OF 1; | Hardware & Tools
23042 | CIRCUIT BREAKER | CAPACITOR BANK SWITCHING; FIXED NON WITH DRAWABLE; 12 KV; 630 AMP; 25KA; 3 POLE; 50HZ; 32V SPRING MECHANISM; CB; | Substation
22587 | CIRCUIT BREAKER | GENERAL PURPOSE;240 V AC;63 AMP;SP; 6 KA BKG CAP;DIN RAIL MTG; D CURVE; PACK OF 1;USED IN SUBSTNS; | Substation
22585 | CIRCUIT BREAKER | 100 AMP;690 V AC;125 V DC;3P;SHORT CIRCUIT CAPACITY;7.5 KA AC;40 KA DC; FITTED WITH AUX & ALARM SWITCHES;IN STEEL ENCLOSURE;400 MM H;300 MM W; | Substation
22584 | CIRCUIT BREAKER | 250 AMP;690 V AC;125 V DC;3P;SHORT CIRCUIT CAPACITY;7.5 KA AC;8 KA DC; FITTED WITH AUX 7 ALARM SWITCHES;IN STEEL ENCLOSURE;400 MM H;300 MM W; | Substation
22574 | CIRCUIT BREAKER | SHORT CIRCUIT CAPACITY;100 AMP;125 V DC; 10 KA DC;USED IN SUBSTNS; | Substation
22505 | CIRCUIT BREAKER | INDOOR METAL CLAD SWITCHGEAR & CONTROL GEAR ASSEMBLY;25 KA DOUBLE FEEDER UNIT; 12 KV;1250 AMP;WIRING PROVISION FOR HIGH IMP BZ & OC,EF,SEF,FD ON EACH CIRCUIT; | Substation
22312 | CIRCUIT BREAKER | INDOOR METALCLAD;FOR LMT RETROFIT; 25 KA FOR 3 SEC;12 KV;2000 AMP;32 DC SPRING MECHANISM;32 V DC TRIP/CLOSE COILS; | Substation
21961 | CIRCUIT BREAKER | INDOOR SWITCHGEAR & CONTROL GEAR PANEL;HOR RACKING;12 KV;2000 AMP;25 KA FOR 3 SEC;110 V DC;UNIVERSAL CB;WIRING PROVISION FOR 3OC,BZ,FD;USED IN SUBSTNS; | Substation
22157 | CIRCUIT BREAKER | INDOOR METAL CLAD;FOR LMT RETROFIT; 25 KA FOR 3 SEC;12 KV;630 AMP;32 V DC SPRING MECHANISM;32 V DC TRIP/CLOSE COILS; | Substation
22108 | CIRCUIT BREAKER | OUTDOOR;36 KV;SF6;SCHNEIDER;3 PHASE; 3150 AMP;31.5 KA 3 SEC;110 V DC MOTOR CHRG SPRING;100 V DC TRIPPING; | Substation
22096 | CIRCUIT BREAKER | INDOOR SWITCHGEAR & CONTROL GEAR PANEL;HOR RACKING;12 KV;800 AMP;25 KA 3 SEC;110 V DC;DOUBLE FEEDER CIRCUITS; WIRING PROVISION FOR 30CEF,BZ,FD; | Substation
21861 | CIRCUIT BREAKER | INDOOR SWITCHGEAR & CONTROL GEAR PANEL;12 KV;800 AMP;20 KA 3 SEC;DOUBLE FEEDER CIRCUITS;WIRING PROVISION FOR 3OCEFSEF,BZ,FI & METERING; | Substation
21860 | CIRCUIT BREAKER | INDOOR METALCLAD SWITCHGEAR & CONTROL GEAR ASSEMBLY;12 KV;1250 AMP;25 KA; SINGLE FEEDER UNIT;WIRING PROVISION FOR 3OCEFSEF,BZ FEEDER DIFFERENTIAL & | Substation
21843 | CIRCUIT BREAKER | GENERAL PURPOSE;240 V AC;50 AMP; SINGLE POLE;D CURVE;6 KA BREAK CAPACITY;DIN RAIL MTG;PACK 1 | Substation
21646 | CIRCUIT BREAKER | OUTDOOR;145 KV;3150 AMP;40 KA;3 POLE; 2.5 CYCLE;50 HZ;125 V DC MOTOR CHRG SPRING;FOR POINT OF WAVE SWITCHING OF CAP BANK;P/LINK TM02004/05/1 2CG; | Substation
21638 | CIRCUIT BREAKER | INDOOR METAL CLAD,FOR LMT RETROFIT; 25 KA FOR 3 SEC;12 KV;1250 AMP;LMVP/X4B/ MO;220 V DC OPERATING MECH;32 V DC TRIP COIL; | Substation
21636 | CIRCUIT BREAKER | INDOOR METAL CLAD,FOR LMT RETROFIT; 25 KA FOR 3 SEC;12 KV;630 AMP;LMVP/X5B/ QM;HAND OPERATING MECH;32 V DC TRIP COIL; | Substation
21510 | CIRCUIT BREAKER | 36 KV;2000 AMP;31.5 KA;FDR/BUS TIE UNIT; GAS INSULATED;INDOOR METALCLAD SWITCHGEAR & CONTROL GEAR ASSEMBLY; WIRING PROVISION FOR 3OC EF,3DOC DEF,3OC | Switchgear
21509 | CIRCUIT BREAKER | 36 KV;2000 AMP;31.5 KA;BUS TIE UNIT;GAS INSULATED;INDOOR METALCLAD SWITCHGEAR & CONTROL GEAR ASSEMBLY WITH BUS EARTH SWITCH;WIRING PROVISION FOR | Switchgear
21508 | CIRCUIT BREAKER | 36 KV;2000 AMP;31.5 KA;BUS SECTION UNIT; GAS INSULATED;INDOOR METALCLAD SWITCHGEAR & CONTROL GEAR ASSEMBLY; WIRING PROVISION FOR CIRCUIT BREAKER | Switchgear
21504 | CIRCUIT BREAKER | CAPACITOR BANK SWITCHING;FIXED NON- WITHDRAWABLE;12 KV;630 AMP;25 KA; 3 POLE ;50 HZ;110 V DC SPRING MECHANISM;CB; | Substation
21304 | CIRCUIT BREAKER | INDOOR METAL CLAD SWITCHGEAR & CONTROL GEAR ASSEMBLY;25 KA;DOUBLE FEEDER UNIT; 12 KV;800 AMP;2000 AMP BUSBAR;110 V DC COILS;AREVA TYPE HWX; | Substation
21293 | CIRCUIT BREAKER | INDOOR METAL CLAD SWITCHGEAR & CONTROL GEAR ASSEMBLY;25 KA;DOUBLE FEEDER UNIT;12 KV;800 AMP; | Substation
21150 | CIRCUIT BREAKER | MINIATURE;20 AMP;CIRCUIT BREAKER;1 POLE; MCBDC 6 KA C CURVE;DIN;PACK OF 1; | Hardware & Tools
21149 | CIRCUIT BREAKER | MINIATURE;16 AMP;CIRCUIT BREAKER;1 POLE; MCBDC 6 KA C CURVE;DIN;PACK OF 1; | Hardware & Tools
21148 | CIRCUIT BREAKER | MINIATURE;10 AMP;CIRCUIT BREAKER;1 POLE; MCBDC 6 KA C CURVE;DIN;PACK OF 1; | Hardware & Tools
21147 | CIRCUIT BREAKER | MINIATURE;6 AMP;CIRCUIT BREAKER;1 POLE; MCBDC 6 KA C CURVE;DIN;PARK OF 1; | Hardware & Tools
21146 | CIRCUIT BREAKER | MINIATURE;2 AMP;CIRCUIT BREAKER;1 POLE; MCBDC 6 KA C CURVE;DIN;PACK OF 1; | Hardware & Tools
20766 | CIRCUIT BREAKER | 36 KV;800 AMP;31.5 KA,CAPACITOR UNIT;GAS INSULATED,INDOOR METALCLAD SWITCHGEAR & CONTROL GEAR ASSEMBLY;WIRING PROVISION FOR OC,EF CAPACITOR OVERLOAD | Switchgear
20759 | CIRCUIT BREAKER | 36 KV;2000 AMP;31.5 KA,TRANSFORMER UNIT (BULK SUPPLY SUBSTN POWERLINK TFMR); GAS INSULATED,INDOOR METALCLAD SWITCHGEAR & CONTROL GEAR ASSEMBLY; | Switchgear
21033 | CIRCUIT BREAKER | INDOOR METAL CLAD SWITCHGEAR & CONTROL GEAR ASSEMBLY;25 KA;BUS TIE UNIT;12 KV;2000 AMP;WIRING PROVISION FOR A SINGLE ZONE OF FEF BUS PROTECTION; | Substation
21032 | CIRCUIT BREAKER | INDOOR METAL CLAD SWITCHGEAR & CONTROL GEAR ASSEMBLY;25 KA; TRANSFORMER UNIT WITH 3 PHASE CABLE VOLTAGE TRANSFORMER;12 KV;2000 AMP; | Substation
21031 | CIRCUIT BREAKER | INDOOR METAL CLAD SWITCHGEAR & CONTROL GEAR ASSEMBLY;25 KA; TRANSFORMER UNIT WITH 3 PHASE CABLE VOLTAGE TRANSFORMER;12 KV;2000 AMP; | Substation
21030 | CIRCUIT BREAKER | INDOOR METAL CLAD SWITCHGEAR & CONTROL GEAR ASSEMBLY;25 KA; TRANSFORMER UNIT (MODULAR SUBSTN); 12 KV;2000 AMP;WIRING PROVISION FOR | Substation
21029 | CIRCUIT BREAKER | INDOOR METAL CLAD SWITCHGEAR & CONTROL GEAR ASSEMBLY;25 KA BUS SECTION UNIT;12 KV;2000 AMP;WIRING PROVISION FOR TWO ZONES OF FEF BUS PROTECTION FEF, | Substation
21028 | CIRCUIT BREAKER | INDOOR METAL CLAD SWITCHGEAR & CONTROL GEAR ASSEMBLY;25 KA DOUBLE FEEDER UNIT;12 KV;1250 AMP;WIRING PROVISION FOR OC,EF,SEF & FEEDER | Substation
21027 | CIRCUIT BREAKER | INDOOR METAL CLAD SWITCHGEAR & CONTROL GEAR ASSEMBLY;25 KA SINGLE FEEDER UNIT;12 KV;1250 AMP;WIRING PROVISION FOR OC,EF,SEF & FEEDER | Substation
20774 | CIRCUIT BREAKER | GENERAL PURPOSE;240 V AC;25 AMP;D CURVE; SINGLE POLE;6 KA BKG CAP;DIN RAIL MTG; PACK OF 1; | Hardware & Tools
20635 | CIRCUIT BREAKER | TURBULATOR;SOUTHWALES;11 KV; CB TURBULATOR; | Substation
20245 | CIRCUIT BREAKER | GENERAL PURPOSE;400 V AC;32 AMP;DP;DIN RAIL MTG;U/W 110 V DC BOARDS;REFER CCMAST-SC201-SC206;PACK OF 1; | Hardware & Tools
20244 | CIRCUIT BREAKER | GENERAL PURPOSE;400 V AC;20 AMP;DP;DIN RAIL MTG;U/W 110 V DC BOARDS;REFER CCMAST-SC201-SC206;PACK OF 1; | Hardware & Tools
20243 | CIRCUIT BREAKER | GENERAL PURPOSE;400 V AC;16 AMP;DP;DIN RAIL MTG;U/W 110 V DC BOARDS;REFER CCMAST-SC201-SC206;PACK OF 1; | Hardware & Tools
20242 | CIRCUIT BREAKER | GENERAL PURPOSE;400 V AC;10 AMP;DP;DIN RAIL MTG;U/W 110 V DC BOARDS;REFER CCMAST-SC201-SC206;PACK OF 1; | Hardware & Tools
20241 | CIRCUIT BREAKER | GENERAL PURPOSE;400 V AC;63 AMP;DP;DIN RAIL MTG;U/W 110 V DC BOARDS;REFER CCMAST-SC201-SC206;PACK OF 1; | Hardware & Tools
20185 | CIRCUIT BREAKER | AREVA WSA;36 KV;800 AMP;31.5 KA GAS INSULATED METALCLAD,TRANSFORMER UNIT; INCLUDES BUS VT 19 KV/63.5 V,100 VA SINGLE PHASE CLASS 1;3 CABLE PLUGS; | Substation
20175 | CIRCUIT BREAKER | GENERAL PURPOSE;415 V AC;20 AMP;TRIPLE POLE;6 KA BKG CAP;DIN RAIL MTG;PACK OF 1 ; | Hardware & Tools
19838 | CIRCUIT BREAKER | GENERAL PURPOSE;415 V AC;6 AMP;TRIPLE POLE;6 KA BKG CAP;DIN RAIL MTG;PACK OF 1 ; | Hardware & Tools
2494367 | CIRCUIT BREAKER | MCB, Acti9 iC60N, 32A, 2 Pole, 415V AC, 60V DC, C-Curve | Substation Batteries
2494359 | CIRCUIT BREAKER | MCB, Acti9 iC60N, 25A, 2 Pole, 415V AC, 60V DC, C-Curve | Substation Batteries
2494342 | CIRCUIT BREAKER | MCB, Acti9 iC60N, 20A, 2 Pole, 415V AC, 60V DC, C-Curve | Substation Batteries
2494334 | CIRCUIT BREAKER | MCB, Acti9 iC60N, 16A, 2 Pole, 415V AC, 60V DC, C-Curve | Substation Batteries
2494326 | CIRCUIT BREAKER | MCB, Acti9 iC60N, 10A, 2 Pole, 415V AC, 60V DC, C-Curve | Substation Batteries
2494318 | CIRCUIT BREAKER | MCB, Acti9 iC60N, 6A, 2 Pole, 415V AC, 60V DC, C-Curve | Substation Batteries
2494300 | CIRCUIT BREAKER | MCB, Acti9 iC60N, 4A, 2 Pole, 415V AC, 60V DC, C-Curve | Substation Batteries
2494292 | CIRCUIT BREAKER | MCB, Acti9 iC60N, 2A, 2 Pole, 415V AC, 60V DC, C-Curve | Substation Batteries
2493385 | CIRCUIT BREAKER | MCB, Acti9 iC60H, 6A, 1 Pole, C-Curve | Substation Accessories
2490050 | CIRCUIT BREAKER | MCB C60H-DC, 63A, 2 Pole, 500V DC, C-Curve | Substation Batteries
2490043 | CIRCUIT BREAKER | MCB C60H-DC, 50A, 2 Pole, 500V DC, C-Curve | Substation Batteries
2490035 | CIRCUIT BREAKER | MCB C60H-DC, 40A, 2 Pole, 500V DC, C-Curve | Substation Batteries
2490027 | CIRCUIT BREAKER | MCB C60H-DC, 32A, 2 Pole, 500V DC, C-Curve | Substation Batteries
2490019 | CIRCUIT BREAKER | MCB C60H-DC, 25A, 2 Pole, 500V DC, C-Curve | Substation Batteries
2490001 | CIRCUIT BREAKER | MCB C60H-DC, 20A, 2 Pole, 500V DC, C-Curve | Substation Batteries
2489995 | CIRCUIT BREAKER | MCB C60H-DC, 16A, 2 Pole, 500V DC, C-Curve | Substation Batteries
2489987 | CIRCUIT BREAKER | MCB C60H-DC, 10A, 2 Pole, 500V DC, C-Curve | Substation Batteries
2489979 | CIRCUIT BREAKER | MCB C60H-DC, 6A, 2 Pole, 500V DC, C-Curve | Substation Batteries
2489961 | CIRCUIT BREAKER | MCB C60H-DC, 4A, 2 Pole, 500V DC, C-Curve | Substation Batteries
2489953 | CIRCUIT BREAKER | MCB C60H-DC, 2A, 2 Pole, 500V DC, C-Curve | Substation Batteries
3427 | CIRCUIT BREAKER | MCB iC60H, 16A, 2 Pole, 415V AC 15kA C-Curve, 125V DC 15kA, 36 x 85 x 79mm, 35mm DIN Rail Mount | Substation
2489052 | CIRCUIT BREAKER | 245kV, 3150A, 40kA/1sec, Outdoor SF6 Live Tank, 1 Pole Operated CB Unit c/w 110VDC Aux & 110VDC Motor Supply | Switchgear Substation
2489045 | CIRCUIT BREAKER | 145kV, 3150A, 40kA/1sec, Outdoor SF6 Dead Tank, 1 Pole Operated CB Unit c/w 4 Bushing Protn CTs & 2 Bushing Mtrg CTs 125VDC Aux & 125VDC Motor Supply | Switchgear Substation
2489037 | CIRCUIT BREAKER | 145kV, 3150A, 40kA/1sec, Outdoor SF6 Dead Tank, 1 Pole Operated CB Unit c/w 4 Bushing Protn CTs & 2 Bushing Mtrg CTs 110VDC Aux & 110VDC Motor Supply | Switchgear Substation
2489029 | CIRCUIT BREAKER | 145kV, 3150A, 40kA/1sec, Outdoor SF6 Dead Tank, 1 Pole Operated CB Unit c/w 4 Bushing Protn CTs & 2 Bushing Mtrg CTs 125VDC Aux & 230VAC Motor Supply | Switchgear Substation
2489011 | CIRCUIT BREAKER | 145kV, 3150A, 40kA/1sec, Outdoor SF6 Dead Tank, 1 Pole Operated CB Unit c/w 4 Bushing Protn CTs & 2 Bushing Mtrg CTs 110VDC Aux & 230VAC Motor Supply | Switchgear Substation
2489003 | CIRCUIT BREAKER | 145kV, 3150A, 40kA/1sec, Outdoor SF6 Dead Tank, 1 Pole Operated CB Unit c/w 4 Bushing Protn CTs & 2 Bushing Mtrg CTs 48VDC Aux & 230VAC Motor Supply | Switchgear Substation
2488997 | CIRCUIT BREAKER | 145kV, 3150A, 40kA/1sec, Outdoor SF6 Dead Tank, 1 Pole Operated CB Unit c/w 4 Bushing Protn CTs & 2 Bushing Mtrg CTs 32VDC Aux & 230VAC Motor Supply | Switchgear Substation
2488989 | CIRCUIT BREAKER | 145kV, 3150A, 40kA/1sec, Outdoor SF6 Dead Tank, 3 Pole Operated CB Unit c/w 4 Bushing Protn CTs & 2 Bushing Mtrg CTs 125VDC Aux & 125VDC Motor Supply | Switchgear Substation
2488971 | CIRCUIT BREAKER | 145kV, 3150A, 40kA/1sec, Outdoor SF6 Dead Tank, 3 Pole Operated CB Unit c/w 4 Bushing Protn CTs & 2 Bushing Mtrg CTs 110VDC Aux & 110VDC Motor Supply | Switchgear Substation
2488963 | CIRCUIT BREAKER | 145kV, 3150A, 40kA/1sec, Outdoor SF6 Dead Tank, 3 Pole Operated CB Unit c/w 4 Bushing Protn CTs & 2 Bushing Mtrg CTs 125VDC Aux & 230VAC Motor Supply | Switchgear Substation
2488955 | CIRCUIT BREAKER | 145kV, 3150A, 40kA/1sec, Outdoor SF6 Dead Tank, 3 Pole Operated CB Unit c/w 4 Bushing Protn CTs & 2 Bushing Mtrg CTs 110VDC Aux & 230VAC Motor Supply | Switchgear Substation
2488948 | CIRCUIT BREAKER | 145kV, 3150A, 40kA/1sec, Outdoor SF6 Dead Tank, 3 Pole Operated CB Unit c/w 4 Bushing Protn CTs & 2 Bushing Mtrg CTs 48VDC Aux & 230VAC Motor Supply | Switchgear Substation
2488930 | CIRCUIT BREAKER | 145kV, 3150A, 40kA/1sec, Outdoor SF6 Dead Tank, 3 Pole Operated CB Unit c/w 4 Bushing Protn CTs & 2 Bushing Mtrg CTs 32VDC Aux & 230VAC Motor Supply | Switchgear Substation
2488922 | CIRCUIT BREAKER | 145kV, 3150A, 40kA/1sec, Outdoor SF6 Live Tank, 1 Pole Operated CB Unit c/w 125VDC Aux & 125VDC Motor Supply | Switchgear Substation
2488914 | CIRCUIT BREAKER | 145kV, 3150A, 40kA/1sec, Outdoor SF6 Live Tank, 1 Pole Operated CB Unit c/w 110VDC Aux & 110VDC Motor Supply | Switchgear Substation
2488906 | CIRCUIT BREAKER | 145kV, 3150A, 40kA/1sec, Outdoor SF6 Live Tank, 1 Pole Operated CB Unit c/w 125VDC Aux & 230VAC Motor Supply | Switchgear Substation
2488898 | CIRCUIT BREAKER | 145kV, 3150A, 40kA/1sec, Outdoor SF6 Live Tank, 1 Pole Operated CB Unit c/w 110VDC Aux & 230VAC Motor Supply | Switchgear Substation
2488880 | CIRCUIT BREAKER | 145kV, 3150A, 40kA/1sec, Outdoor SF6 Live Tank, 1 Pole Operated CB Unit c/w 48VDC Aux & 230VAC Motor Supply | Switchgear Substation
2488872 | CIRCUIT BREAKER | 145kV, 3150A, 40kA/1sec, Outdoor SF6 Live Tank, 1 Pole Operated CB Unit c/w 32VDC Aux & 230VAC Motor Supply | Switchgear Substation
2488864 | CIRCUIT BREAKER | 145kV, 3150A, 40kA/1sec, Outdoor SF6 Live Tank, 3 Pole Operated CB Unit c/w 125VDC Aux & 125VDC Motor Supply, L4 Pollution, 10546 item 86, GE GL312 F1 | Switchgear Substation
2488856 | CIRCUIT BREAKER | 145kV, 3150A, 40kA/1sec, Outdoor SF6 Live Tank, 3 Pole Operated CB Unit c/w 110VDC Aux & 110VDC Motor Supply, L4 Pollution, 10546 item 85, GE GL312 F1 | Switchgear Substation
2488849 | CIRCUIT BREAKER | 145kV, 3150A, 40kA/1sec, Outdoor SF6 Live Tank, 3 Pole Operated CB Unit c/w 125VDC Aux & 230VAC Motor Supply, L4 Pollution, 10546 item 84, GE GL312 F1 | Switchgear Substation
2488831 | CIRCUIT BREAKER | 145kV, 3150A, 40kA/1sec, Outdoor SF6 Live Tank, 3 Pole Operated CB Unit c/w 110VDC Aux & 230VAC Motor Supply, L4 Pollution, 10546 item 83, GE GL312 F1 | Switchgear Substation
2488823 | CIRCUIT BREAKER | 145kV, 3150A, 40kA/1sec, Outdoor SF6 Live Tank, 3 Pole Operated CB Unit c/w 48VDC Aux & 230VAC Motor Supply, L4 Pollution, 10546 item 82, GE GL312 F1 | Switchgear Substation
2488815 | CIRCUIT BREAKER | 145kV, 3150A, 40kA/1sec, Outdoor SF6 Live Tank, 3 Pole Operated CB Unit c/w 32VDC Aux & 230VAC Motor Supply, L4 Pollution, 10546 item 81, GE GL312 F1 | Switchgear Substation
2488807 | CIRCUIT BREAKER | 72.5kV, 3150A, 40kA/3sec, Outdoor SF6 Dead Tank, 1 Pole Operated CB Unit c/w 4 Bushing Protn CTs & 2 Bushing Mtrg CTs 125VDC Aux & 125VDC Motor Supply, L4 | Switchgear Substation
2488799 | CIRCUIT BREAKER | 72.5kV, 3150A, 40kA/3sec, Outdoor SF6 Dead Tank, 1 Pole Operated CB Unit c/w 4 Bushing Protn CTs & 2 Bushing Mtrg CTs 110VDC Aux & 110VDC Motor Supply, L4 | Switchgear Substation
2488781 | CIRCUIT BREAKER | 72.5kV, 3150A, 40kA/3sec, Outdoor SF6 Dead Tank, 1 Pole Operated CB Unit c/w 4 Bushing Protn CTs & 2 Bushing Mtrg CTs 125VDC Aux & 230VAC Motor Supply, L4 | Switchgear Substation
2488773 | CIRCUIT BREAKER | 72.5kV, 3150A, 40kA/3sec, Outdoor SF6 Dead Tank, 1 Pole Operated CB Unit c/w 4 Bushing Protn CTs & 2 Bushing Mtrg CTs 110VDC Aux & 230VAC Motor Supply, L4 | Switchgear Substation
2488765 | CIRCUIT BREAKER | 72.5kV, 3150A, 40kA/3sec, Outdoor SF6 Dead Tank, 1 Pole Operated CB Unit c/w 4 Bushing Protn CTs & 2 Bushing Mtrg CTs 48VDC Aux & 230VAC Motor Supply, L4 | Switchgear Substation
2488757 | CIRCUIT BREAKER | 72.5kV, 3150A, 40kA/3sec, Outdoor SF6 Dead Tank, 1 Pole Operated CB Unit c/w 4 Bushing Protn CTs & 2 Bushing Mtrg CTs 32VDC Aux & 230VAC Motor Supply, L4 | Switchgear Substation
2488740 | CIRCUIT BREAKER | 72.5kV, 3150A, 40kA/3sec, Outdoor SF6 Dead Tank, 3 Pole Operated CB Unit c/w 4 Bushing Protn CTs & 2 Bushing Mtrg CTs 125VDC Aux & 125VDC Motor Supply, L4 | Switchgear Substation
2488732 | CIRCUIT BREAKER | 72.5kV, 3150A, 40kA/3sec, Outdoor SF6 Dead Tank, 3 Pole Operated CB Unit c/w 4 Bushing Protn CTs & 2 Bushing Mtrg CTs 110VDC Aux & 110VDC Motor Supply, L4 | Switchgear Substation
2488724 | CIRCUIT BREAKER | 72.5kV, 3150A, 40kA/3sec, Outdoor SF6 Dead Tank, 3 Pole Operated CB Unit c/w 4 Bushing Protn CTs & 2 Bushing Mtrg CTs 125VDC Aux & 230VAC Motor Supply, L4 | Switchgear Substation
2488716 | CIRCUIT BREAKER | 72.5kV, 3150A, 40kA/3sec, Outdoor SF6 Dead Tank, 3 Pole Operated CB Unit c/w 4 Bushing Protn CTs & 2 Bushing Mtrg CTs 110VDC Aux & 230VAC Motor Supply, L4 | Switchgear Substation
2488708 | CIRCUIT BREAKER | 72.5kV, 3150A, 40kA/3sec, Outdoor SF6 Dead Tank, 3 Pole Operated CB Unit c/w 4 Bushing Protn CTs & 2 Bushing Mtrg CTs 48VDC Aux & 230VAC Motor Supply, L4 | Switchgear Substation
2488690 | CIRCUIT BREAKER | 72.5kV, 3150A, 40kA/3sec, Outdoor SF6 Dead Tank, 3 Pole Operated CB Unit c/w 4 Bushing Protn CTs & 2 Bushing Mtrg CTs 32VDC Aux & 230VAC Motor Supply, L4 | Switchgear Substation
2488682 | CIRCUIT BREAKER | 72.5kV, 3150A, 40kA/3sec, Outdoor SF6 Live Tank, 1 Pole Operated CB Unit c/w 125VDC Aux & 125VDC Motor Supply, L4 Pollution, 10546 item 62, GE GL309 F3 | Switchgear Substation
2488674 | CIRCUIT BREAKER | 72.5kV, 3150A, 40kA/3sec, Outdoor SF6 Live Tank, 1 Pole Operated CB Unit c/w 110VDC Aux & 110VDC Motor Supply, L4 Pollution, 10546 item 61, GE GL309 F3 | Switchgear Substation
2488666 | CIRCUIT BREAKER | 72.5kV, 3150A, 40kA/3sec, Outdoor SF6 Live Tank, 1 Pole Operated CB Unit c/w 125VDC Aux & 230VAC Motor Supply, L4 Pollution, 10546 item 60, GE GL309 F3 | Switchgear Substation
2488658 | CIRCUIT BREAKER | 72.5kV, 3150A, 40kA/3sec, Outdoor SF6 Live Tank, 1 Pole Operated CB Unit c/w 110VDC Aux & 230VAC Motor Supply, L4 Pollution, 10546 item 59, GE GL309 F3 | Switchgear Substation
2488641 | CIRCUIT BREAKER | 72.5kV, 3150A, 40kA/3sec, Outdoor SF6 Live Tank, 1 Pole Operated CB Unit c/w 48VDC Aux & 230VAC Motor Supply, L4 Pollution, 10546 item 58, GE GL309 F3 | Switchgear Substation
2488633 | CIRCUIT BREAKER | 72.5kV, 3150A, 40kA/3sec, Outdoor SF6 Live Tank, 1 Pole Operated CB Unit c/w 32VDC Aux & 230VAC Motor Supply, L4 Pollution, 10546 item 57, GE GL309 F3 | Switchgear Substation
2488625 | CIRCUIT BREAKER | 72.5kV, 3150A, 40kA/3sec, Outdoor SF6 Live Tank, 3 Pole Operated CB Unit c/w 125VDC Aux & 125VDC Motor Supply, L4 Pollution, 10546 item 50, GE GL309 F1 | Switchgear Substation
2488617 | CIRCUIT BREAKER | 72.5kV, 3150A, 40kA/3sec, Outdoor SF6 Live Tank, 3 Pole Operated CB Unit c/w 110VDC Aux & 110VDC Motor Supply, L4 Pollution, 10546 item 49, GE GL309 F1 | Switchgear Substation
2488609 | CIRCUIT BREAKER | 72.5kV, 3150A, 40kA/3sec, Outdoor SF6 Live Tank, 3 Pole Operated CB Unit c/w 125VDC Aux & 230VAC Motor Supply, L4 Pollution, 10546 item 48, GE GL309 F1 | Switchgear Substation
2488591 | CIRCUIT BREAKER | 72.5kV, 3150A, 40kA/3sec, Outdoor SF6 Live Tank, 3 Pole Operated CB Unit c/w 110VDC Aux & 230VAC Motor Supply, L4 Pollution, 10546 item 47, GE GL309 F1 | Switchgear Substation
2488583 | CIRCUIT BREAKER | 72.5kV, 3150A, 40kA/3sec, Outdoor SF6 Live Tank, 3 Pole Operated CB Unit c/w 48VDC Aux & 230VAC Motor Supply, L4 Pollution, 10546 item 46, GE GL309 F1 | Switchgear Substation
2488575 | CIRCUIT BREAKER | 72.5kV, 3150A, 40kA/3sec, Outdoor SF6 Live Tank, 3 Pole Operated CB Unit c/w 32VDC Aux & 230VAC Motor Supply, L4 Pollution, 10546 item 45, GE GL309 F1 | Switchgear Substation
2486702 | CIRCUIT BREAKER | MCB, Acti9 iC60N, 16A, 1 Pole, C-Curve, DIN Rail | Communications
2486694 | CIRCUIT BREAKER | MCB, Acti9 iC60N, 6A, 1 Pole, C-Curve, DIN Rail | Communications
2486686 | CIRCUIT BREAKER | MCB, Acti9 iC60N, 2A, 1 Pole, C-Curve, DIN Rail | Communications
2494417 | CIRCUIT BREAKER | MCB, Acti9 iC60N, 63A, 3 Pole, 415V AC, 60V DC, C-Curve | Substation Batteries
2494409 | CIRCUIT BREAKER | MCB, Acti9 iC60H, 32A, 3 Pole, 415V AC, 60V DC, C-Curve | Substation Batteries
2494391 | CIRCUIT BREAKER | MCB, Acti9 iC60N, 63A, 2 Pole, 415V AC, 60V DC, C-Curve | Substation Batteries
2494383 | CIRCUIT BREAKER | MCB, Acti9 iC60N, 50A, 2 Pole, 415V AC, 60V DC, C-Curve | Substation Batteries
2494375 | CIRCUIT BREAKER | MCB, Acti9 iC60N, 40A, 2 Pole, 415V AC, 60V DC, C-Curve | Substation Batteries
2485662 | CIRCUIT BREAKER | Tembreak Pro MCCB 400 FRAME 36kA 3P 400A Basic Electronic | Substation
2485654 | CIRCUIT BREAKER | Tembreak Pro MCCB 250 FRAME 36kA 3P 250A Basic Electronic | Substation
2485647 | CIRCUIT BREAKER | Tembreak Pro MCCB 250 FRAME 36kA 3P 160A Basic Electronic | Substation
2485639 | CIRCUIT BREAKER | Tembreak Pro MCCB 250 FRAME 36kA 3P 100A Basic Electronic | Switchboards U/G & Subs
2485621 | CIRCUIT BREAKER | Tembreak Pro MCCB 250 FRAME 36kA 3P 40A Basic Electronic | Switchboards U/G & Subs
2484905 | CIRCUIT BREAKER | 3200A, 65kA/1Sec, ACB Upgde, Sentron 3WL | U/G Equipment
2484897 | CIRCUIT BREAKER | 3200A, 65kA/1Sec, ACB Std, Sentron 3WL, | U/G Equipment
2484889 | CIRCUIT BREAKER | 1600A, 42kA/1Sec, ACB Upgde, Sentron 3WL | U/G Equipment
2484871 | CIRCUIT BREAKER | 1600A, 42kA/1Sec, ACB Std, Sentron 3WL, | U/G Equipment
2483824 | CIRCUIT BREAKER | Indoor/Withdrawable, Air, Nilsen, 433V AC, 3 Ph, 2000A, 50kA, BKG Cap, Man Chrg Spring, 32V DC Tripping, Asbestos Free Arc Shutes | Substation
2480572 | CIRCUIT BREAKER | 1600A, 42kA/1 Sec, MCCB Std Retrofit Kit, Sentron 3VA2, ETU350 | U/G Equipment
2480564 | CIRCUIT BREAKER | 1600A, 42kA/1 Sec, MCCB Upgde Retrofit Kit, Sentron 3VA2, ETU650 | U/G Equipment
5003044 | CIRCUIT BREAKER | 145kV, 3150A, 40kA/3sec, 110V DC Control 110V DC Motor, L4 Pollution, ETS 2009/0092/T Item 3, Alstom GL312 F1/4031 | Substation
2474039 | CIRCUIT BREAKER | 36kV, 2000A, 31.5kA, MEIDENSHA NVBOA-30732B Outdoor Dead Tank CB Unit only c/w 125V DC Aux Supply & 125V DC Spring Charge Motor | Substation
2474013 | CIRCUIT BREAKER | 36kV, 2000A, 31.5kA, MEIDENSHA NVBOA-30732B Outdoor Dead Tank CB Unit only c/w 110V DC Aux Supply & 110V DC Spring Charge Motor | Substation
2474005 | CIRCUIT BREAKER | 36kV, 2000A, 31.5kA, MEIDENSHA Outdoor Dead Tank CB Unit only c/w 125V DC Aux Supply & 230V AC Spring Charge Motor | Substation
2473999 | CIRCUIT BREAKER | 36kV, 2000A, 31.5kA, MEIDENSHA NVBOA-30732B Outdoor Dead Tank CB Unit only c/w 110V DC Aux Supply & 230V AC Spring Charge Motor | Substation
2473981 | CIRCUIT BREAKER | 36kV, 2000A, 31.5kA, MEIDENSHA NVBOA-30732B Outdoor Dead Tank CB Unit only c/w 48V DC Aux Supply & 230V AC Spring Charge Motor | Substation
2473973 | CIRCUIT BREAKER | 36kV, 2000A, 31.5kA, MEIDENSHA NVBOA-30732B Outdoor Dead Tank CB Unit only c/w 32V DC Aux Supply & 230V AC Spring Charge Motor | Substation
2473916 | CIRCUIT BREAKER | 36kV, 2000A, 31.5kA, Horizon Outdoor Dead Tank CB Unit only c/w 125V DC Aux Supply | Substation
2473908 | CIRCUIT BREAKER | 36kV, 2000A, 31.5kA, Horizon Outdoor Dead Tank CB Unit only c/w 110V DC Aux Supply | Substation
2473890 | CIRCUIT BREAKER | 36kV, 2000A, 31.5kA, Horizon Outdoor Dead Tank CB Unit only c/w 48V DC Aux Supply | Substation
2473882 | CIRCUIT BREAKER | 36kV, 2000A, 31.5kA, Horizon Outdoor Dead Tank CB Unit only c/w 32V DC Aux Supply | Substation
25315 | CIRCUIT BREAKER | RESIDUAL CURRENT;240 V AC;SINGLE POLE; 25 AMP;6 KA BKG CAP;PACK OF 1; | Hardware & Tools
24988 | CIRCUIT BREAKER | RESIDUAL CURRENT; 240V AC; SINGLE POLE; 16 AMPS; 6KA BKG CAP; PACK OF 1; SPARES FOR EATON CBS THAT HAVE BEEN RECALLED; | Hardware & Tools
24987 | CIRCUIT BREAKER | RESIDUAL CURRENT; 240V AC; SINGLE POLE; 10 AMPS; 6KA BKG CAP; PACK OF 1; SPARES FOR EATON CBS THAT HAVE BEEN RECALLED; | Hardware & Tools
22836 | CIRCUIT BREAKER | INDOOR METALCLAD SWITCHGEAR & CONTROL GEAR ASSEMBLY;12 KV;1250 AMP;25 KA; SINGLE FEEDER UNIT;WIRING PROVISIONS FOR OC,EF,CBF & FEEDER DIFFERENTIAL | Substation
22835 | CIRCUIT BREAKER | INDOOR METALCLAD SWITCHGEAR & CONTROL GEAR ASSEMBLY;12 KV;2000 AMP;25 KA;BUS SECTION UNIT;WIRING PROVISION FOR TWO ZONES OF FEF BUS & BOC BEF PROTECTION; | Substation
22834 | CIRCUIT BREAKER | INDOOR METALCLAD SWITCHGEAR & CONTROL GEAR ASSEMBLY;12 KV;1250 AMP;25 KA; SINGLE FEEDER UNIT;WIRING PROVISION FOR OC,EF,CBF & FEEDER DIFFERENTIAL | Substation
22696 | CIRCUIT BREAKER | GENERAL PURPOSE;240 V AC;25 AMP;2 POLE; D CURVE;10 KA BKG CAP;DIN RAIL MTD;PACK OF 1;USED IN SUBSTNS; | Substation
22695 | CIRCUIT BREAKER | GENERAL PURPOSE;240 V AC;16 AMP;2 POLE; D CURVE;10 KA BKG CAP;DIN RAIL MTD;PACK OF 1;USED IN SUBSTNS; | Substation
22694 | CIRCUIT BREAKER | GENERAL PURPOSE;240 V AC;32 AMP;SINGLE POLE;D CURVE;6 KA BKG CAP;DIN RAIL MTD; PACK OF 1;USED IN SUBSTNS; | Substation
22624 | CIRCUIT BREAKER | BUS SECTION CB UNIT;12 KV;2000 AMP;25 KA ;2000 AMP;BUS METAL CLAD SWITCHGEAR & CONTROL GEAR ASSEMBY WITH PROVISION FOR 1 ZONE FEF & 1 ZONE BOC,BEF | Substation
22623 | CIRCUIT BREAKER | BUS SECTION CB UNIT;12 KV;2000 AMP;25 KA ;2000 AMP;BUS METAL CLAD SWITCHGEAR & CONTROL GEAR ASSEMBLY WITH PROVISION FOR 2 ZONES;FEF,FEF CK & 2 ZONES BOC,BEF | Substation
22622 | CIRCUIT BREAKER | TRANSFORMER CB UNIT;12 KV;800 AMP;25 KA, 2000 AMP;BUS METAL CLAD SWITCHGEAR & CONTROL GEAR ASSEMBLY WITH 3 PHASE CABLE VOLTAGE TRANSFORMER & PROVISION | Substation
22621 | CIRCUIT BREAKER | DOUBLE FEEDER CB UNIT;12 KV;800 AMP; 25 KV,2000 AMP;BUS METAL CLAD SWITCHGEAR & CONTROL GEAR ASSEMBLY WITH 2OC,EF,SEF CBF & 2 X 3OC EF SEF & INTERTRIP SEND/ | Substation
22620 | CIRCUIT BREAKER | DOUBLE FEEDER CB UNIT;12 KV;800 AMP; 25 KA,2000 AMP;BUS METAL CLAD SWITCHGEAR & CONTROL GEAR ASSEMBLY WITH 2 X 2OC,EF, SEF,CBF & FEEDER DIFFERENTIAL PROTECTION | Substation
19798 | CIRCUIT BREAKER | GENERAL PURPOSE;415 V AC;63 AMP;TRIPLE POLE;6 KA BKG CAP;DIN RAIL MTG;PACK OF 1 ; | Hardware & Tools
19797 | CIRCUIT BREAKER | GENERAL PURPOSE;110 V DC;32 AMP;DOUBLE POLE;DIN RAIL MTG;PACK OF 1; | Hardware & Tools
19796 | CIRCUIT BREAKER | GENERAL PURPOSE;415 V AC;32 AMP;TRIPLE POLE;6 KA BKG CAP;DIN RAIL MTG;PACK OF 1 ; | Hardware & Tools
19795 | CIRCUIT BREAKER | GENERAL PURPOSE;110 V DC;20 AMP;DOUBLE POLE;DIN RAIL MTG;PACK OF 1; | Hardware & Tools
19794 | CIRCUIT BREAKER | GENERAL PURPOSE;240 V AC;20 AMP;SINGLE POLE;6 KA BKG CAP;DIN RAIL MTG;PACK OF 1 ; | Hardware & Tools
19793 | CIRCUIT BREAKER | RESIDUAL CURRENT;240 V AC;20 AMP;SINGLE POLE;10 KA BKG CAP;30 MA SENSITIVITY;DIN RAIL MTG;PACK OF 1; | Hardware & Tools
19792 | CIRCUIT BREAKER | GENERAL PURPOSE;240 V AC;10 AMP;SINGLE POLE;6 KA BKG CAP;DIN RAIL MTG;PACK OF 1 ; | Hardware & Tools
19791 | CIRCUIT BREAKER | RESIDUAL CURRENT;240 V DC;10 AMP;SINGLE POLE;10 KA BKG CAP;30 MA SENSITIVITY;DIN RAIL MTG;PACK OF 1; | Hardware & Tools
19788 | CIRCUIT BREAKER | INDOOR/VENT RACKING;VACUUM;NOJA POWER RETROFIT FOR REYROLLE LMT;12 KV; 3 PHASE;630 AMP;20 KA;MAGNETIC ACTUATOR TYPE; | Substation
19037 | CIRCUIT BREAKER | INDOOR SWITCHGEAR & CONTROL GEAR PANEL; I POWER BV (MODEL A);12 KV;800 AMP;20 KA 95 KV BIL;DOUBLE FEEDER UNIT;O/C,EF & SEF PROTECTION ON X 1 CIRCUIT ONLY;FD | Substation
19036 | CIRCUIT BREAKER | INDOOR SWITCHGEAR & CONTROL GEAR PANEL; I POWER BV (MODEL A);12 KV;800 AMP;20 KA 95 KV BIL;DOUBLE FEEDER UNIT;O/C,EF & SEF PROTECTION ON X 1 CIRCUIT ONLY;FD | Substation
19003 | CIRCUIT BREAKER | INDOOR SWITCHGEAR & CONTROLGEAR PANEL;12 KV;2000 AMP;20 KA;95 KV BIL; I POWER BV (MODEL A);TRANSFORMER CB; METERING CT'S,DOUBLE SECONDARY VT; | Substation
18996 | CIRCUIT BREAKER | INDOOR SWITCHGEAR & CONTROLGEAR PANEL;12 KV;800 AMP;20 KA;95 KV BIL; I POWER BV (MODEL A);DOUBLE FEEDER CIRCUITS; | Substation
18995 | CIRCUIT BREAKER | INDOOR SWITCHGEAR & CONTROLGEAR PANEL;12 KV;800 AMP;20 KA;95 KV BIL; I POWER BV (MODEL A);DOUBLE FEEDER CIRCUITS; | Substation
18994 | CIRCUIT BREAKER | INDOOR SWITCHGEAR & CONTROLGEAR PANEL;12 KV;800 AMP;20 KA;95 KV BIL; I POWER BV (MODEL A);FEEDER & CAPACITOR CIRCUITS; | Substation
18207 | CIRCUIT BREAKER | VACUUM;12 KV;630 AMP;25 KA;FIXED NON- WITHDRAWABLE;FOR CAPACITOR BANK SWITCHING;CONTROL VOLTAGE 32 V DC,CB; U/W STOCK CODES 18158 &18159; | Substation
18063 | CIRCUIT BREAKER | CAPACITOR FEEDER UNIT;36 KV;3 PHASE; 800 AMP;25 KA,3 SEC;SINGLE BUSBAR WITH CIRCUIT BREAKER;INCL,OC,EF,BUS ZONE CT'S ,CONTROL & PROTECTION CIRCUITS; | Substation
18062 | CIRCUIT BREAKER | FEEDER UNIT;36 KV;3 PHASE;800 AMP;25 KA, 3 SEC;INDOOR;GIS SWITCHGEAR WITH CIRCUIT BREAKER,SINGLE BUSBAR;INCL,DOUBLE CABLE BOX,FEEDER DIFF,OC,EF,BUS ZONE CT'S | Substation
18061 | CIRCUIT BREAKER | FEEDER UNIT;36 KV;3 PHASE;800 AMP;25 KA, 3 SEC;INDOOR;GIS SWITCHGEAR WITH CIRCUIT BREAKER,SINGLE BUSBAR;INCL,SINGLE CABLE BOX,FEEDER DIFF,OC,EF,BUS ZONE CT'S, | Substation
18060 | CIRCUIT BREAKER | FEEDER UNIT;36 KV;3 PHASE;800 AMP;25 KA, 3 SEC,SINGLE BUSBAR WITH CIRCUIT BREAKER ,DOUBLE CABLE BOX;INCL,OC,EF,BUS ZONE CT'S;CONTROL & PROTECTION CIRCUITS; | Substation
18059 | CIRCUIT BREAKER | FEEDER UNIT;36 KV;3 PHASE;800 AMP;25 KA, 3 SEC,SINGLE BUSBAR WITH CIRCUIT BREAKER ,SINGLE CABLE BOX;INCL,OC,EF,BUS ZONE CT'S,CONTROL & PROTECTION CIRCUITS; | Substation
18058 | CIRCUIT BREAKER | TRANSFORMER UNIT;36 KV;800 AMP;25 KA, 3 SEC;INDOOR;GIS SWITCHGEAR,TRANSFORMER UNIT,SINGLE BUSBAR WITH CIRCUIT BREAKER; INCL,TRANSFORMER DIFF,METERING,CC,EF,BUS | Substation
18057 | CIRCUIT BREAKER | BUS SECTION;36 KV;2000 AMP;3 PHASE;25 KA ,3 SEC;INDOOR;GIS SWITCHGEAR,WITH CIRCUIT BREAKER,BUS SECTION,SINGLE BUSBAR;INCL,BUS ZONE (1 ZONE),CONTROL & | Substation
18056 | CIRCUIT BREAKER | BUS SECTION;36 KV;3 PHASE;2000 AMP;25 KA ,3 SEC;INDOOR;GIS SWITCHGEAR WITH CIRCUIT BREAKER;BUS SECTION,SINGLE BUSBAR;INCL,BUS ZONE (2 ZONE) & | Substation
18055 | CIRCUIT BREAKER | TRANSFORMER UNIT;36 KV;2000 AMP;25 KA, 3 SEC;INDOOR;GIS SWITCHGEAR;SINGLE BUSBAR;INCL,DIFF,METERING,OC,EF & BUS ZONE CT'S & VT; | Substation
17924 | CIRCUIT BREAKER | INDOOR;VACUUM;NU-LEC;12 KV;3 PHASE;50 HZ ;2000 AMP;20 KA BKG CAP- 3 SECS;110 V DC ;DUAL TRIP COILS;MFR DATA RECORDED IN PLANT MGMT SYSTEM;REFER SC19000,SC19002, | Substation
17919 | CIRCUIT BREAKER | INDOOR;VACUUM;NU-LEC;12 KV;3 PHASE;50 HZ ;1250 AMP;20 KA BKG CAP- 3 SECS;110 V DC ;DUAL TRIP COILS;MFR DATA RECORDED IN PLANT MGMT SYSTEM;REFER SC18998; | Substation
17903 | CIRCUIT BREAKER | INDOOR VACUUM;NU-LEC;12 KV;3 PHASE;50 HZ ;800 AMP;20 KA BKG CAP 3 SECS;110 V DC; DUAL TRIP COILS;MFR DATA RECORDED IN PLANT MGMT SYSTEM;REFER SC18994, | Substation
17897 | CIRCUIT BREAKER | VACUUM;12 KV;630 AMP;25 KA;FIXED NON-WITHDRAWABLE;FOR CAPACITOR BANK SWITCHING;CONTROL VOLTAGE 110 V DC,CB FOR STOCK CODES 17795 & 17796;WHEN STOCK | Substation
17727 | CIRCUIT BREAKER | OUTDOOR;ALSTOM OX 36;36 KV;3 PHASE; 2000 AMP;25 KA BKG CAP;110 V DC SPRING CHRG MOTOR & CONTROL (TRIP & CLOSE); AS2006; | Substation
17477 | CIRCUIT BREAKER | TRANSFORMER UNIT;36 KV;3 PHASE;800 AMP; 25 KA,3 SEC;INDOOR GIS SWITCHGEAR TRANSFORMER UNIT WITH SWITCHGEAR,SINGLE BUSBAR;C/W DIFF.OC,EF & BUS ZONE CT'S; | Substation
17476 | CIRCUIT BREAKER | BUS SECTION;36 KV;3 PHASE;2000 AMP;25 KA 3 SEC;INDOOR GIS SWITCHGEAR WITH CIRCUIT BREAKER,BUS SECTION,SINGLE BUS;C/W BUS ZONE (2 ZONE) CT'S,VT'S;WHEN STOCKS ARE | Substation
16719 | CIRCUIT BREAKER | INDOOR/VERT RACKING;SF 6;36 KV;3 PHASE; 1250 AMP;25 KA BKG CAP;110 V DC TRIPPING /CLOSING; | Substation
16636 | CIRCUIT BREAKER | OUTDOOR;SF6;MAGRINI GALILEO;36 KV; 3 PHASE;1600 AMP;25 BKG CAP;240 V AC MOTOR CHRG SPRING;32 V DC TRIPPING; | Substation
13092 | CIRCUIT BREAKER | INDOOR/HOR RACKING;VACUUM;TOSHIBA;12 KV; 3 PHASE;630 AMP;25 KA BKG CAP;110 V DC MOTOR CHRG SPRING;110 V DC TRIPPING; | Substation
12420 | CIRCUIT BREAKER | MINIATURE,SP;250 V AC;10 AMP;6 KA BKG CAP;FOR USE IN MINOR ROADS,S/L PANEL STOCK CODE 05487;PACK OF 1; | Hardware & Tools
11272 | CIRCUIT BREAKER | OUTDOOR;BULK OIL;BTH;36 KV;3 PHASE; 600 AMP;8.75 KA BKG CAP;220 V DC SOLENOID;32 V DC TRIPPING; | Substation
11179 | CIRCUIT BREAKER | RESIDUAL CURRENT;240 V AC;SINGLE POLE; 20 AMP;6 KA BKG CAP;PACK OF 1; | Hardware & Tools
11100 | CIRCUIT BREAKER | GENERAL PURPOSE;50 V DC;SP;20 AMP;1 KA BKG CAP;SERIES TRIP;W/SPDT AUX SWITCH, CURVE 3,SNAP-IN FITTING;PACK OF 1; | Hardware & Tools
11098 | CIRCUIT BREAKER | GENERAL PURPOSE;50 V DC;SP;2 AMP;1 KA BKG CAP;SERIES TRIP;W/SPDT AUX SWITCH, CURVE 3,SNAP-IN FITTING;PACK OF 1; | Hardware & Tools
16129 | CIRCUIT BREAKER | OUTDOOR;SF6;MAGRINI GALILEO; 36 KV;3 PHASE;2000 AMP;25 KA BKG CAP; 110 V DC MOTOR CHRG SPRING;110 V DC TRIPPING;SC 14856 CAN BE USE AS A | Substation
15885 | CIRCUIT BREAKER | MINIATURE SP;250 V AC;16 AMP;6 KA BKG CAP;FOR USE IN MAJOR ROAD S/L PANEL STOCK CODE 10412;PACK OF 1; | Hardware & Tools
9766 | CIRCUIT BREAKER | INDOOR/HOR RACKING;VACUUM;GEC;12 KV; 3 PHASE;630 AMP;20 KA BKG CAP;30 V DC MOTOR CHRG SPRING;30 V DC TRIPPING; USED IN REGIONAL & METROPOLITAN AREAS; | Substation
32936 | CIRCUIT BREAKER SUBASSEMBLY | 11KV HWX 1250A CB CABLE SPOUT; 3 PHASE SINGLE MOULDING; | Substation
2486223 | CIRCUIT BREAKER SUBASSEMBLY | 36kV, 3150A, 110V DC Aux, Basic Mechanism (ESH9) suits ABB HD4 & OHB CBS | Substation
2480556 | CIRCUIT BREAKER SUBASSEMBLY | 315kV, Rating Plug 630A, Sentron 3WL, spare part for Open CB | U/G Equipment
2480549 | CIRCUIT BREAKER SUBASSEMBLY | 500kV, Rating Plug 1000A, Sentron 3WL, spare part for Open CB | U/G Equipment
2480531 | CIRCUIT BREAKER SUBASSEMBLY | 750kV, Rating Plug 1600A, Sentron 3WL, spare part for Open CB | U/G Equipment
2480523 | CIRCUIT BREAKER SUBASSEMBLY | 1000kV, Rating Plug 2000A, Sentron 3WL, spare part for Open CB | U/G Equipment
2480515 | CIRCUIT BREAKER SUBASSEMBLY | 1500kV, Rating Plug 3200A, Sentron 3WL, spare part for Open CB | U/G Equipment
32940 | CIRCUIT BREAKER SUBASSEMBLY | 11KV HWX 2000A CB CABLE SPOUT; SINGLE PHASE SINGLE MOULDING; RED AND BLUE PHASE ONLY | Substation
32935 | CIRCUIT BREAKER SUBASSEMBLY | 11KV HWX 1250A CB BUS SPOUT; 3 PHASE SINGLE MOULDING; CAN SUBSTITUTE 800A BUS SPOUT; | Substation
2490399 | CIRCUIT BREAKER SUBASSEMBLY | Full DC Buffer & Converter Kit, Plugable HV & LV Separate Earthing | U/G Equipment
2486215 | CIRCUIT BREAKER SUBASSEMBLY | 36kV, 3150A, 110V DC Aux, Spare Parts for ABB OHB CB, c/w 2 x Trip Coil, 1 x Close Coil, 1 x Motor, 1 x Signal Switch, 1 x Micro-Switch | Substation
2484970 | CIRCUIT BREAKER SUBASSEMBLY | 24V DC Buffer | U/G Equipment
2484962 | CIRCUIT BREAKER SUBASSEMBLY | 240V AC, 24V DC 5A Power Supply | U/G Equipment
2484954 | CIRCUIT BREAKER SUBASSEMBLY | 3WL, Zone Selective Interlock Module | U/G Equipment
2484947 | CIRCUIT BREAKER SUBASSEMBLY | 48V DC to 24V DC Converter, not Bi-Direc | U/G Equipment
2484939 | CIRCUIT BREAKER SUBASSEMBLY | Arc Fault Protection System, VAMP 12L, I | U/G Equipment
2484921 | CIRCUIT BREAKER SUBASSEMBLY | Arc Fault Protection System, VAMP 221, C | U/G Equipment
2484913 | CIRCUIT BREAKER SUBASSEMBLY | Full DC Buffer & Converter Kit, Plugable HV & LV Common Earthing | U/G Equipment
32934 | CIRCUIT BREAKER SUBASSEMBLY | HWX 800A CABLE SPOUT; 11KV; 800A CABLE SPOUT; 3 PHASE; SINGLE MOULDING; | Substation
22905 | CIRCUIT CARD | SCEM 11A Card, suit N-Series 15/27kV Auto Circuit Recloser | Protection
22906 | CIRCUIT CARD | SCEM 11C Rev 5 Card, suit N-Series 38kV Auto Circuit Recloser | Protection
22907 | CIRCUIT CARD | SCEM 12 Card, suit RL-Series 15/27kV Load Break Switch | Protection
2474203 | CIRCUIT CARD | MDIM RL2 Assembly, suit RL-Series Sectionaliser, 15/27kV LBS | Protection
20672 | CLAMP | Dielectric Suspension/Support Clamp, Short Span, 12mm to 12.6mm Dia Cable Range | Line Hardware
2438935 | CLAMP | Lock Jaw, Ladder Grip, Designed to Secure Ladder to Gutter | Tools & Equipment
2497410 | CLAMP | Trademaster Multi Adjustable Clamp, 0-250mm Span, 120mm Depth, Plastic, Rubber Grip Handle | Tools & Equipment
6118 | CLAMP ASSEMBLY,BUS BAR | COMPRISES 8 PIECES OF FLAT COPPER OF VARIOUS DIMENSIONS;4 OFF M6 X 25 MM LG HEX HD S/S BOLTS & NUTS;8 OFF FLAT S/S WASHERS;4 OFF S/S SPRING WASHERS; | Misc Non-Contract Items
18278 | CLAMP ASSEMBLY,BUS BAR | BUSBAR SUPPORT CLAMP FIXED;50 MM TUBE; COPPER;SUIT 11 KV LINE PIN & 33 KV LINE POST; | Busbar and Fittings
18742 | CLAMP, PIPE | STEEL GALV,SUIT PIPE 60 MM OD,114 MM MOUNTING CENTRES;PACK OF 1; | Line Support Equip
15638 | CLAMP,BLOCK | FOR CABLE;PLASTIC;2 PIECE;2 X 6 MM DIA, 1 X 16 MM DIA & 2 X 10 MM DIA HOLES;FOR USE WITH SLIP-BASE POLES | O/Head Line
14090 | CLAMP,CABLE | IPC, Bare Al Main 50-150mm2, Insulated Tap 35-95mm2, LV-ABC | Line Hardware
17000 | CLAMP,CABLE | IPC Connector, Insulated, Multi-Service LV ABC Main, FRP Black Body, Black Id Plate, 35 to 95mm2 Mains, 4 x 6-35mm2 Taps c/w S/Steel Fasteners, Pack of 10 | Line Hardware
21311 | CLAMP,CABLE | IPC Connector, Insulated, Multi-Service LV ABC Main, FRP Black Body, White Id Plate, 35 to 95mm2 Mains, 4 x 6-35mm2 Taps, Pack of 10 | Line Hardware
24848 | CLAMP,CABLE | IPC Connector, 7/1.00-19/3.00, 3-14mm Dia Bare Cu Main, 6-35mm2 IPC Tap, Double Bolt, EQTS 01-09-05 (P12) | Line Hardware
2406713 | CLAMP,CABLE | IPC, 95-240mm2 Bare Al Main, 35-95mm2 IPC Tap, c/w S/Steel Fasteners (P4) | Line Hardware
24849 | CLAMP,CABLE | IPC Connector, 7/1.75-19/3.75, 5-19mm Dia Bare Al Main, 6-35mm2 IPC Tap, Double Bolt, EQTS 01-09-05 (P12) | Line Hardware
21312 | CLAMP,CABLE | IPC Connector, Insulated, Multi-Service LV ABC Main, FRP Black Body, Blue Id Plate, 35 to 95mm2 Mains, 4 x 6-35mm2 Taps, Pack of 10 | Line Hardware
21310 | CLAMP,CABLE | IPC Connector, Insulated, Multi-Service LV ABC Main, FRP Black Body, Red Id Plate, 35 to 95mm2 Mains, 4 x 6-35mm2 Taps, Pack of 10 | Line Hardware
5897 | CLAMP,ELEC CONDUCTOR,STRAIN | 4 U BOLT;ALUMINIUM ALLOY;ACSR,AAC;FOR CONDUCTOR DIA RANGE OF 14 MM - 20.9 MM; 17.8 KN SWL;C/W HEX CLEVIS PIN & STAINLESS STEEL HUMPBACK SPLIT PINS; | O/Head Line
6442 | CLAMP,ELEC CONDUCTOR,STRAIN | HELICAL DEAD END;STEEL,GALV;GALV STEEL STRAND;7/2.75 MM;BOX OF 30, PACK WEIGHT 12 KG; | Line Hardware
6444 | CLAMP,ELEC CONDUCTOR,STRAIN | HELICAL DEAD END;STEEL,GALV;GALV STEEL STRAND;19/2.75 MM;BOX OF 10, PACK WEIGHT 16.5 KG; | Line Hardware
6459 | CLAMP,ELEC CONDUCTOR,STRAIN | HELICAL SERVICE FITTING;STEEL,GALV; DOUBLE INSULATED;P.W.C.;16 SQ MM; 7/1.70 MM 2 COND;BOX OF 25,PACK WEIGHT 7 KG; | Line Hardware
6461 | CLAMP,ELEC CONDUCTOR,STRAIN | HELICAL SERVICE FITTING;STEEL,GALV; DOUBLE INSULATED;TWISTED CABLE; 10 SQ MM;7/1.35 MM 3 & 4 COND;BOX OF 25, PACK WEIGHT 6 KG; | Line Hardware
19662 | CLAMP,ELEC CONDUCTOR,STRAIN | COMPRESSION DEAD-END TO SUIT WOLF (30/7/.2.59 ACSR/GZ);HAS INLINE/EYE TAIL PALM; 12 MM THICK WITH 2-14 MM HOLES 50 MM APART;BOX OF 1; | Line Hardware
19527 | CLAMP,ELEC CONDUCTOR,STRAIN | COMPRESSION DEAD-END;TO SUIT SATURN 37/3.00 AAC;NO LUG SUPPLIES;HAS EYE TAIL ARRANGEMENT;CENTRE PALM CONFIGURATION 2 HOLES,14 MM DIA,50 MM APART; | Line Hardware
19526 | CLAMP,ELEC CONDUCTOR,STRAIN | COMPRESSION DEAD-END;TO SUIT OXYGEN 19/4.75 AAAC;NO LUG SUPPLIED;HAS EYE TAIL ARRANGEMENT;CENTRE PALM CONFIGURATION 2 HOLES,14 MM DIA,50 MM | Line Hardware
19524 | CLAMP,ELEC CONDUCTOR,STRAIN | COMPRESSION DEAD-END;TO SUIT SULPHUR 61/3.75 AAAC;NO LUG SUPPLIED;HAS EYE TAIL ARRANGEMENT;CENTRE PALM CONFIGURATION 4 HOLES 14 MM DIA,50 MM | Line Hardware
19523 | CLAMP,ELEC CONDUCTOR,STRAIN | COMPRESSION DEAD-END;TO SUIT TAURUS 19/4.75 AAC;NO LUG SUPPLIED;HAS EYE TAIL ARRANGEMENT;CENTRE PALM CONFIGURATION, 2 HOLES 14 MM DIA;50 MM APART;BOX OF 1; | Line Hardware
18183 | CLAMP,ELEC CONDUCTOR,STRAIN | HELICAL DEAD END;ALUMINIUM AAC;19/4.75 MM;TAURUS;BOX OF 10;PACK WEIGHT 14 KG; | Line Hardware
17794 | CLAMP,ELEC CONDUCTOR,STRAIN | ABC CABLE;FULLY SUPPORTED;4 X 10-35 SQ MM;"SAFE LOAD UP TO 2.25 KN"; PACK OF 25,PACK WEIGHT 13.5 KG; | Line Hardware
16566 | CLAMP,ELEC CONDUCTOR,STRAIN | ABC CABLE;FULLY SUPPORTED;6-35 SQ MM; 2/3/4 COND;PACK OF 100,PACK WEIGHT 14 KG;U/W LVABC SERVICES; | Line Hardware
10597 | CLAMP,ELEC CONDUCTOR,STRAIN | Termination, ABC, 50/95mm2, 2 or 4 Core (P10) (scm) | Line Hardware
2401744 | CLAMP,ELEC CONDUCTOR,STRAIN | Compression Deadend, suit 30/7/2.50 ACSR Grape c/w Eye Tail, Jumper Lug & Bolts Hex Die A/F St 16.0mm, Al 28.5mm (scm) | O/Head Line
25071 | CLAMP,ELEC CONDUCTOR,STRAIN | HELICAL DEADEND; SUIT 37/3.75MM AAC & AAAC; NOTE: LIMITED TENSION, GRIP CAPACITY 85% AAC, 60% AAAC & ACSR OF CONDUCTOR UTS; | O/Head Line
24993 | CLAMP,ELEC CONDUCTOR,STRAIN | ARMOUR GRIP SUSPENSION UNIT (AGSU) ALLUMINIUM ALLY WITH NEOPRENE INSERT SUITS ALLUMINIUM COND DIA 26-26.49 UP TO 30 DEG; SUITS PHOSPHORUS; TRITON | O/Head Line
24991 | CLAMP,ELEC CONDUCTOR,STRAIN | COMPRESSION DEADEND; TO SUIT 37/3.75 AAAC PHOSPHORUS; EYE TAIL ARRANGEMENT; 2 X 14MM HOLE; PALM 50MM SPACING; NO LUG SUPPLIED | O/Head Line
23719 | CLAMP,ELEC CONDUCTOR,STRAIN | COMPRESSION DEAD-END; TO SUIT GOAT 30/7/.146 ACSR;NO LUG SUPPLIED;HAS EYE- TAIL ARRANGEMENT;STANDARD PALM CONFIG; 2 HOLES AT 14MM & 50MM CENTRES | O/Head Line
23065 | CLAMP,ELEC CONDUCTOR,STRAIN | HELICAL DAED END;NEOPRENE COATED; PREFORMED;TO SUIT HENDRIX 35 KV 636 KCMIL CONDUCTOR;FOR USE WITH HENDRIX SPACER SYSTEM;REQUIRED FOR CBT-MFD | O/Head Line
22799 | CLAMP,ELEC CONDUCTOR,STRAIN | COMPRESSION DEAD-END;TO SUIT TAURUS 19/4.75 AAC;4 BOLT PALM;FOR USE IN SUBSTNS TO ALLOW 2 DROPPERS; HAS EYE TAIL ARRANGEMENT;CENTRE HOLES, | O/Head Line
21398 | CLAMP,ELEC CONDUCTOR,STRAIN | HELICAL DEAD END;SUITS 61/3.75 AAC & AAAC LIMITED TENSION CAPABILITY FOR TEMP STRINGING PURPOSES ONLY; | O/Head Line
20671 | CLAMP,ELEC CONDUCTOR,STRAIN | FIBERLIGN DIELECTRIC HELICAL DEAD END; 13.5 MM CABLE; | O/Head Line
20670 | CLAMP,ELEC CONDUCTOR,STRAIN | FIBERLIGN DIELECTRIC HELICAL DEAD END; 12.6 MM CABLE; | O/Head Line
20281 | CLAMP,ELEC CONDUCTOR,STRAIN | WEDGE-CLEVIS TYPE;FOR 120 SQ MM COVERED CONDUCTOR (CCT),14.3 MM OD;CLEVIS END TO SUIT 16 MM INSULATOR TONGUE;FOR COVER REFER SC20714 & SC21288;U/W CCT CABLE; | Line Hardware
19852 | CLAMP,ELEC CONDUCTOR,STRAIN | HELICAL DEAD END;TO SUIT 19/3.25 SC/GZ; BOX OF 5;WEIGHT OF BOX 15.5 KG; | Line Hardware
19816 | CLAMP,ELEC CONDUCTOR,STRAIN | OPTICAL FIBE GROUND WIRE (OPGW);FOR CONDUCTOR DIA RANGE 10.80 MM - 11.29 MM; RIGHT HAND LAY OF OUTER,MOST LAYER OF OPGW; | O/Head Line
23066 | CLAMP,ELEC CONDUCTOR,STRAIN | HELICAL DEAD END;PREFORMED;TO SUIT HENDRIX 7 NO.6 AW MESSENGER WIRE;FOR USE WITH HENDRIX SPACER SYSTEM; REQUIRED FOR CBT-MFD 33 KV FEEDER | O/Head Line
6463 | CLAMP,ELEC CONDUCTOR,STRAIN | HELICAL SERVICE FITTING;STEEL,GALV; DOUBLE INSULATED;TWISTED CABLE 10 SQ MM 4 COND,7/1.35;16 SQ MM,3 & 4 COND,7/1.70 25 SQ MM 2 & 3 COND,7/2.14 OR 19/1.35;35 | Line Hardware
6460 | CLAMP,ELEC CONDUCTOR,STRAIN | HELICAL SERVICE FITTING;STEEL,GALV; DOUBLE INSULATED;P.W.C.;10 SQ MM; ;7/1.35 MM 2 COND;BOX OF 25, PACK WEIGHT 6.5 KG; | O/Head Line
6443 | CLAMP,ELEC CONDUCTOR,STRAIN | HELICAL DEAD END;STEEL,GALV;GALV STEEL STRAND;19/2.00 MM;BOX OF 24,PACK WEIGHT 15 KG;REFER MAS FILE FOR PACKAGING DETAILS; | Line Hardware
6018 | CLAMP,ELEC CONDUCTOR,STRAIN | COMPRESSION DEAD-END (FULL TENSION); MULTIPIECE ALUMINIUM ALLOY/STEEL;ACSR/ GZ;30/7/3.00 MM;LEMON;C/W BRIDGING LUG/ BOLTS & NUTS SUPPLIED IN KIT FORM;BOX OF | Line Hardware
6095 | CLAMP,ELEC PWR CABLE,SUPPORT | EZYSTRUT MTG;STEEL,ZINC PLATED;57 MM TO 63 MM DIA SINGLE CABLE;98 MM LG; PACK OF 1; | Line Support Equip
6098 | CLAMP,ELEC PWR CABLE,SUPPORT | EZYSTRUT MTG;STEEL,ZINC PLATED;44 MM TO 51 MM DIA SINGLE CABLE;86 MM LG; PACK OF 1; | Line Support Equip
25056 | CLAMP,ELEC PWR CABLE,SUPPORT | SINGLE CABLE;PHOSPHOROUS FREE NYLON; FLAME RETARDENT;TO SUIT SINGLE CABLE 76MM TO 83MM OD;DOUBLE BOLT MTG;M10; USE WITH INSERT | O/Head Line
25055 | CLAMP,ELEC PWR CABLE,SUPPORT | SINGLE CABLE;PHOSPHOROUS FREE NYLON; FLAME RETARDENT;TO SUIT SINGLE CABLE 97MM TO 105MM OD;DOUBLE BOLT MTG;M10; U/WINSERT 22440 SFT43 FOR TRIPLEX CABLES | O/Head Line
25054 | CLAMP,ELEC PWR CABLE,SUPPORT | SINGLE CABLE;PHOSPHOROUS FREE NYLON; FLAME RETARDENT;TO SUIT SINGLE CABLE 51MM TO 57MM OD;DOUBLE BOLT MTG;M10; | O/Head Line
25053 | CLAMP,ELEC PWR CABLE,SUPPORT | SINGLE CABLE;PHOSPHOROUS FREE NYLON; FLAME RETARDENT;TO SUIT SINGLE CABLE 38MM TO 46MM OD;DOUBLE BOLT MTG;M10; | O/Head Line
22998 | CLAMP,ELEC PWR CABLE,SUPPORT | CAST ALUMINIUM TREFOIL CLEAT;CABLE OD 40.5 MM-42.5 MM;2 X M10 BOLTS+ HOLE FOR M12 FIXING;SUIT 400 SQ MM TRIPLEX CABLE; ITEMS TO BE PACKAGED IN PLASTIC BAGS; | Forged Fittings
22944 | CLAMP,ELEC PWR CABLE,SUPPORT | REINFORCED COMPOSITE CLEAT;RUBBER INSERT;SUIT CABLE OD 111.7 MM;2 X M12 MTG BOLTS;TO SUIT 110 KV ILJIN 1600 SQ MM CABLE;ITEMS TO BE TIED TOGETER AS | Substation
22940 | CLAMP,ELEC PWR CABLE,SUPPORT | CAST ALUMINIUM;SINGLE M10 BOLT;TO SUIT CABLE DIA 40-47 MM;CONCENTRIC WIRE CLEAT ON 110 KV UG POLE TERMINATIONS; | Forged Fittings
22939 | CLAMP,ELEC PWR CABLE,SUPPORT | REINFORCED COMPOSITE CLEAT;RUBBER INSERT;SUIT CABLE OD 96.1 MM X 2 X M12 MTG BOLTS;TO SUIT 110 KV ILJIN 800 SQ MM CABLE;ITEMS TO BE TIED TOGETHER AS PAIRS | Substation
22440 | CLAMP,ELEC PWR CABLE,SUPPORT | TRIPLEX INSERT;FOR U/W VULCAN EPVRT-09 SINGLE CABLE CLEAT;TO SUIT TRIPLEX CORE OD 39 MM TO 45 MM;REFER SC22439 FOR SINGLE CLEAT; | O/Head Line
22439 | CLAMP,ELEC PWR CABLE,SUPPORT | SINGLE CABLE;STAINLESS STEEL;TO SUIT CABLE 83MM TO 100MM DIA;SINGLE BOLT MTG;M10 CLEARANCE;REQUIRES ADDITIONAL EPSFT43 SFT TRIPLEX SURROUND;TO SUIT | O/Head Line
21077 | CLAMP,ELEC PWR CABLE,SUPPORT | CAST ALUMINIUM SINGLE CORE CLEAT;CABLE OD 34-41 MM; FOR M10 FIXING;TO SUIT 240 SQ MM CABLE;MAINS SERVICES USE IN SUBS; ITEMS TO BE PACKAGED IN PLASTIC BAGS; | Forged Fittings
21075 | CLAMP,ELEC PWR CABLE,SUPPORT | CAST ALUMINIUM SINGLE CORE CLEAT;CABLE OD 24-30 MM; FOR M10 FIXING;95 SQ MM CABLES FOR MAINS SERVICES USE IN SUBSTN; ;ITEMS TO BE PACKAGED IN PLASTIC BAGS; | Forged Fittings
21074 | CLAMP,ELEC PWR CABLE,SUPPORT | CAST ALUMINIUM TREFOIL CLEAT;CABLE OD 35-37 MM;2 X M10 BOLTS + HOLE FOR M12 FIXING;SUIT 240 SQ MM TRIPLEX CABLE; ITEMS TO BE PACKAGED IN PLASTIC BAGS; | Forged Fittings
19650 | CLAMP,ELEC PWR CABLE,SUPPORT | EZYSTRUT;STEEL ZINC PLATED;70 MM TO 76 MM;1 PIECE CABLE & CONDUIT CLAMP;U/W SC19648;SADDLING OF 240 SQ MM CU OR AL 11 KV XLPE;PACK OF 1; | Line Support Equip
19649 | CLAMP,ELEC PWR CABLE,SUPPORT | EZYSTRUT;STEEL ZINC PLATED;57-63MM; BOTTOM SADDLE ONLY;U/W SC06095;SADDLING OF 300 SQ MM 11 KV PLYHDPE;PACK OF 1; | Line Support Equip
19648 | CLAMP,ELEC PWR CABLE,SUPPORT | EZYSTRUT;STEEL ZINC PLATED;76MM; BOTTOM SADDLE ONLY;U/W SC19650;SADDLING OF 240 SQ MM CU OR AL 11 KV XLPE;PACK OF 1; | Line Support Equip
18684 | CLAMP,ELEC PWR CABLE,SUPPORT | TRUNNION TYPE; HOT DIPPED GALV MALLEABLE IRON OR ALUMINIUM ALLOY; FOR 18.0-35.0MM DIA ALUMINIUM CONDUCTORS TO BE USED ON COMPOSITE POST INSULATORS | Insulator
16497 | CLAMP,ELEC PWR CABLE,SUPPORT | PHASE CABLE CLEAT FOR OVER 750 KVA TRANSFORMER SUPPORT FRAMES;HARDWOOD; TO SUIT CABLES 28 MM DIA;3 PARTS;REFER SUBSTATIONS DESIGN STANDARD MANUAL C&I | Misc Non-Contract Items
16496 | CLAMP,ELEC PWR CABLE,SUPPORT | NEUTRAL CABLE CLEAT FOR OVER 750 KVA TRANSFORMER SUPPORT FRAMES;HARDWOOD;TO SUIT CABLES 28 MM DIA;2 PARTS;REFER SUBSTATION DESIGN STANDARD VOL 10 SECT 2 | Misc Non-Contract Items
16385 | CLAMP,ELEC PWR CABLE,SUPPORT | TRUNNION TYPE;HOT DIPPED GALV MALLEABLE IRON;FOR 8.9-21.3 MM DIA COPPER CONDUCTORS;TO BE USED ON TRIDENT ANGLE CONSTRUCTION COPPER CONDUCTORS, | Line Hardware
15337 | CLAMP,ELEC PWR CABLE,SUPPORT | SINGLE CABLE;GALV STEEL & STAINLESS STEEL;TO SUIT CABLE 30 TO 110 MM DIA; LOCKING RATCHET DIAMETER ADJUSTMENT, ONE OR TWO BOLT MTG;M12 CLEARANCE;REFER | Line Hardware
14671 | CLAMP,ELEC PWR CABLE,SUPPORT | PHASE CABLE CLEAT FOR CURRENT TRANSFORMER SUPPORT FRAME;HARDWOOD;TO SUIT CABLES 28 MM DIA;3 PARTS;ITEM 12 ASSY DRG 3297-A2 SH 2 & 3; | Misc Non-Contract Items
14670 | CLAMP,ELEC PWR CABLE,SUPPORT | NEUTRAL CABLE CLEAT FOR CURRENT TRANSFORMER SUPPORT FRAME;HARDWOOD;TO SUIT CABLES 28 MM DIA;2 PARTS;ITEM 13 ASSY DRG 3297-A1 SH 2 & 3; | Misc Non-Contract Items
23487 | CLAMP,ELEC PWR CABLE,SUPPORT | SUITS 110kV 400SQ MM CABLE WITH 84.3MM NOM DIA;TYPE T ASE PLAS T96; GLASS REINFORCED COMPOSITE; | O/Head Line
23488 | CLAMP,ELEC PWR CABLE,SUPPORT | SUITS 110kV 1600SQ MM CABLE WITH 112.3MM NOM DIA;TYPE T ASE PLAS T116; GLASS REINFORCED COMPOSITE; | O/Head Line
23489 | CLAMP,ELEC PWR CABLE,SUPPORT | SUITS 110kV 800SQ MM CABLE WITH 96.7MM NOM DIA;TYPE T ASE PLAS T100; GLASS REINFORCED COMPOSITE; | O/Head Line
23482 | CLAMP,ELEC PWR CABLE,SUPPORT | TREFOIL CLEAT 33kV XLPE LY CABLES 630 MM S/STEEL STRAP 1.9 x 55 MM | Fabricated Metalware
23481 | CLAMP,ELEC PWR CABLE,SUPPORT | TREFOIL CLEAT 11kV TRANSFORMER CABLES 800 SQ MM XLPE;S/STEEL STRAP 1.9 x 55 MM | Fabricated Metalware
23480 | CLAMP,ELEC PWR CABLE,SUPPORT | TREFOIL CLEAT 11kV TRANSFORMER CABLES 630 SQ MM XLPE;S/STEEL STRAP 1.9 x 55 MM | Fabricated Metalware
23478 | CLAMP,ELEC PWR CABLE,SUPPORT | 110kV VARIABLE FLOOR CLEAT;CABLE SUPPORT STAND;CLEAT SUPPORT HEIGHT ADJUSTABLE 100MM TO 1900MM; SUPPLY PARTS BOLTED TOGETHER LAYERED ON PALLET; | Substation Accessories
19829 | CLAMP,ELEC PWR CABLE,SUPPORT | CABLE CLEATS FOR WEBBER LV SWITCHBOARDS; HARDWOOD;TO SUIT CABLE 28 MM DIA;4 PARTS ;REFER DWG 8441-A4; | Misc Non-Contract Items
2478063 | CLAMP,ELEC PWR CABLE,SUPPORT | Vulcan+ Type, S/Steel Gde 316L, LSFZH Polymrc Liner & Base Pad, 105 x 133 x 54mm, Trefoil Cable Range 40-46mm, Single Cable 63-84mm Dia, Fixing Bolt | U/G Accessories
2476869 | CLAMP,ELEC PWR CABLE,SUPPORT | Vulcan+ Type, S/Steel Gde 316L, LSFZH POLYMRC Liner & Base Pad, 79 x 112 x 54mm, Trefoil Cable Range 30 - 35mm, Single Cable 49 - 64mm Dia, | U/G Accessories
2476851 | CLAMP,ELEC PWR CABLE,SUPPORT | Ellis Type, Cast LM6 Al, Plain Al, 133 x 64 x 87mm, Single Cable 70 - 76mm Dia, Fixing Bolts 2 x M10, 106mm Bolt Ctrs | Fabricated Metalware
2476844 | CLAMP,ELEC PWR CABLE,SUPPORT | Ellis Type, Cast LM6 Al, Plain Al, 133 x 64 x 75mm, Single Cable 64 - 70mm Dia, Fixing Bolts 2 x M10, 106mm Bolt Ctrs | U/G Accessories
2476836 | CLAMP,ELEC PWR CABLE,SUPPORT | Ellis Type, Cast LM6 Al, Plain Al, 105 x 49 x 68mm, Single Cable 51 - 57mm Dia, Fixing Bolts 2 x M10, 79mm Bolt Ctrs | U/G Accessories
104498 | CLAMP,ELEC PWR CABLE,SUPPORT | CAST ALUMINIUM TREFOIL CLEAT;CABLE OD 25-27 MM; FOR M8 FIXING;TO SUIT 95 SQ MM TRIPLEX CABLE;MAINS SERVICE USE IN SUBS; ITEMS TO BE PACKAGED IN PLASTIC BAGS; | U/G Accessories
24812 | CLAMP,ELEC PWR CABLE,SUPPORT | SINGLE/TREFOIL CABLE;STAINLESS STEEL; TO SUIT SINGLE CABLE 38MM TO 50MM OD; TREFOIL CABLES 23MM TO 28MM OD; SINGLE BOLT MTG;M10 | Substation
25058 | CLAMP,ELEC PWR CABLE,SUPPORT | TRIPLEX INSERT;FOR U/W EP2F-1201LSF OR VULCAN EPVRT-07 SINGLE CABLE CLEAT; TO SUIT TRIPLEX CORE 33MM - 39MM OD | O/Head Line
25057 | CLAMP,ELEC PWR CABLE,SUPPORT | SINGLE CABLE; STAINLESS STEEL; TO SUIT SINGLE CABLE 73MM TO 90MM OD;SINGLE BOLT MTG;M10;USE WITH INSERT SFT36 FOR TRIPLE CABLES 33MM TO 39MM OD | O/Head Line
24156 | CLAMP,ELEC PWR CABLE,SUPPORT | SINGLE CABLE; GALV STEEL & STAINLESS STEEL; TO SUIT CABLE 20 TO 90MM DIA; LOCKING RATCHET DIANMETER ADJUSTMENT; TWO BOLT HORIZ MTG; M12 CLEARANCE; | O/Head Line
23791 | CLAMP,ELEC PWR CABLE,SUPPORT | SINGLE CLEAT TO SUIT 110KV CCU 400SQMM CCU 400SQMM XLPE; CAST ALUMINIUM 59 SERIES 86-92MM + NI INSERT | O/Head Line
11459 | CLAMP,ELEC PWR CABLE,SUPPORT | SILICON ALUMINIUM & GALV STEEL;TO SUIT CABLE 51 MM TO 57 MM DIA;W/3 CLAMPS; FOR POLE MTG,UJ MANUAL 3.901D; | O/Head Line
6636 | CLAMP,ELEC PWR CABLE,SUPPORT | DOUBLE BOLT;ALUMINIUM/SILICON;63 MM TO 70 MM CABLE DIA (2.50 - 2.75 IN) DRILLED 12 MM DIA TO SUIT M10;SUPPLIED AS TIED PAIRS; | Forged Fittings
6635 | CLAMP,ELEC PWR CABLE,SUPPORT | DOUBLE BOLT;ALUMINIUM/SILICON;57 MM TO 63 MM CABLE DIA (2.25 - 2.50 IN) DRILLED 12 MM DIA TO SUIT M10;SUPPLIED AS TIED PAIRS; | Forged Fittings
6634 | CLAMP,ELEC PWR CABLE,SUPPORT | DOUBLE BOLT;ALUMINIUM/SILICON;51 MM TO 57 MM CABLE DIA (2.00-2.25 IN) DRILLED 12 MM DIA TO SUIT M10; SUPPLIED AS TIED PAIRS; | Forged Fittings
6633 | CLAMP,ELEC PWR CABLE,SUPPORT | SINGLE BOLT;ALUMINIUM/SILICON;44 MM TO 51 MM CABLE DIA (1-3/4 -2 IN);DRILLED 12 MM DIA TO SUIT M10; SUPPLIED AS TIED PAIRS; | Forged Fittings
5890 | CLAMP,ELECTRICAL | Parallel Groove, 16-70mm2 Al or Steel Main & Tap, 2 Bolt, NT, Transverse Grooved (scm) | O/Head Line
23060 | CLAMP,ELECTRICAL | HENDRIX MESSENGER ANGLE CLAMP;DUCTILE IRON;MAX LINE ANGLE 60 DEG;FOR USE WITH M20 EYEBOLTS;FOR USE WITH HENDRIX SPACER SYSTEM;REQUIRED FOR CBT-MFD | O/Head Line
21713 | CLAMP,ELECTRICAL | SINGLE BOLT;TINNED EARTH STRAP TO 40 MM NB PIPE;HIGH COPPER ALLOY BODY;C/W COPPER WASHER;80 MM X 35 MM X 6 MM, S/S BOLT,NUTS & WASHERS; | Substation Accessories
21345 | CLAMP,ELECTRICAL | INSULATING SPRING LOADED CLAMP;C/W RUBBER CONTACTS IN HEADPIECE;160 MM LG X 40 MM OPENING;1000 V;RATED TO IEC 60900-2004; | Hardware & Tools
19535 | CLAMP,ELECTRICAL | Insulating Blanket Peg, 50mm Spring Clamp, Quick Grip, Blue, HD Nylon | Hardware & Tools
15918 | CLAMP,ELECTRICAL | Parallel Groove, 95-240mm2 Cu Main & Tap, U-Bolt, NT, Transverse Grooved, (scm) | O/Head Line
15569 | CLAMP,ELECTRICAL | Parallel Groove, 95-240mm2 Al/Steel Main & 70-185mm2 Cu Tap, U-Bolt, NT, Transverse Grooved (scm) | O/Head Line
15568 | CLAMP,ELECTRICAL | Parallel Groove, 25-150mm2 Al/Steel Main & 10-95mm2 Cu Tap, 2 Bolt, NT, Transverse Grooved (scm) | O/Head Line
15567 | CLAMP,ELECTRICAL | Parallel Groove, 16-150mm2 Cu Main & Tap, 2 Bolt, NT, Transverse Grooved, (scm) | O/Head Line
15075 | CLAMP,ELECTRICAL | Parallel Groove, 10-95mm2 Cu Main & Tap, 2 Bolt, NT, Transverse Grooved, (scm) | O/Head Line
14693 | CLAMP,ELECTRICAL | Parallel Groove, 35-120mm2 Al/Steel Main & 10-50mm2 Cu Tap, 1 Bolt, NT, Transverse Grooved (scm) | O/Head Line
14102 | CLAMP,ELECTRICAL | SINGLE BOLT,SINGLE CABLE TO FLAT;FOR 12.5 MM TO 15.25 MM DIA COPPER CONDUCTOR ;HIGH COPPER ALLOY BODY;W/STAINLESS STEEL M12 BOLT,NUT & SPRING WASHER;FOR | O/Head Line
22548 | CLAMP,ELECTRICAL | Parallel Groove, 50-300mm2 Al/Steel Main & 35-240mm2 Cu Tap, 3 Bolt, NT, Transverse Grooved (scm) | O/Head Line
22547 | CLAMP,ELECTRICAL | Parallel Groove, 35-300mm2 Al or Steel Main & Tap, 3 Bolt, NT, Transverse Grooved (scm) | O/Head Line
23733 | CLAMP,ELECTRICAL | CLAMP,SUSPENSION;ELECTRICAL CONDUCTOR; STRAIGHT LINE OR ANGLE;ARMOUR GRIP; SUSPENSION UNIT (AGSU);TO SUIT 7/2.75, 7/2.64;7/104 OR 7/12 SC/GZ (STEEL);8.00 | Line Hardware
23731 | CLAMP,ELECTRICAL | IN-LINE BI-METAL WATER BLOCK SERVICE CONNECTOR;TO SUIT 1.5 - 25MM CABLE; FITT 16MM CU CABLE 150MM LONG; | Line Hardware
23426 | CLAMP,ELECTRICAL | Termination Clamp, Double Bolted, 11kV Inline Links, suit ACSR & AAC Conductors with Dia Range 12.75mm to 22.35mm, Cherry, Moon, Pluto, Saturn Only, WLL | Line Hardware
23313 | CLAMP,ELECTRICAL | END CLAMP; DIN RAIL; COMPATIBLE WITH DIN RAIL ONLY COMPONENTS; | General Hardware
23302 | CLAMP,ELECTRICAL | Parallel Groove, 16-70mm2 Al/Steel Main & 6-50mm2 Cu Tap, 2 Bolt, NT, Transverse Grooved (scm) | O/Head Line
23184 | CLAMP,ELECTRICAL | HELICAL DEAD END; FT, 7/3.40 AAC, 7/.134 AAC "Fly" (Imp) Colour Code Purple (P40) | Line Hardware
2475317 | CLAMP,ELECTRICAL | Helical Compression, Constant Force Spring, 31-50mm Dia, for Earthing Screened Control Cables (P10) | Hardware & Tools
2475309 | CLAMP,ELECTRICAL | Helical Compression, Constant Force Spring, 20-37mm Dia, for Earthing Screened Control Cables (P10) | Hardware & Tools
2475291 | CLAMP,ELECTRICAL | Helical Compression, Constant Force Spring, 19-29mm Dia, for Earthing Screened Control Cables (P10) | Hardware & Tools
2475283 | CLAMP,ELECTRICAL | Helical Compression, Constant Force Spring, 14-22mm Dia, for Earthing Screened Control Cables (P10) | Hardware & Tools
2401821 | CLAMP,ELECTRICAL | BAIL, PARALLEL GROOVE, Al; 4.1 - 18.8mm DIA CONDUCTOR; 3/2.75 SC/AC L/L CONNECTOR STIRRUP; 1 EYE STEM (SCM); | Line Hardware
23736 | CLAMP,ELECTRICAL | CLAMP,SUSPENSION,ELECTRICAL CONDUCTOR STRAIGHT-LINE OR ANGLE;AMOUR GRIP SUSPENSION UNIT (AGSU);SUITS 19/.101 CU (COPPER);SUITS 12.2 TO 12.9MM DIA COPPER | Line Hardware
23735 | CLAMP,ELECTRICAL | CLAMP,SUSPENSION,ELECTRICAL CONDUCTOR STRAIGHT-LINE OR ANGLE;AMOUR GRIP SUSPENSION UNIT (AGSU);SUITS 19/.083 CU (COPPER);SUITS 10.2 TO 10.6MM DIA COPPER | Line Hardware
23734 | CLAMP,ELECTRICAL | CLAMP,SUSPENSION,ELECTRICAL CONDUCTOR; STRAIGHT-LINE OR ANGLE;AMOUR GRIP SUSPENSION UNIT (AGSU);SUITS 19/.080 19/2.00, SC/GZ (STEEL);SUITS 10.00MM DIA | Line Hardware
2430445 | CLAMP,ELECTRICAL | Insulating Blanket Peg, 75mm Spring Clamp, Quick Grip, Blue, HD Nylon | Hardware & Tools
2430429 | CLAMP,ELECTRICAL | Insulating Blanket Peg, 25mm Spring Clamp, Quick Grip, Blue, HD Nylon | Hardware & Tools
2489557 | CLAMP,ELECTRICAL | Live Line, Eye Stem, 5-10mm Dia, use on Bail or Stirrup Clamp, EQTS 01-09-04 (scm) | Line Hardware
2475721 | CLAMP,ELECTRICAL | Insulating Spring Loaded Clamp, 80mm Lg x 25mm Opening, 1000V, c/w Rubber Contacts in Headpiece, Rated to IEC 60900-2004 | Hardware & Tools
12950 | CLAMP,ELECTRICAL | Fence Earth, Single Bolt, Cable to Pipe, for 50 to 120mm2 Single Conductor to 40mm NB Pipe, High Cu Alloy Body, c/w S/Steel U-Bolt, Nuts & Washers, for | O/Head Line
5891 | CLAMP,ELECTRICAL | Parallel Groove, 16-120mm2 Al or Steel Main & Tap, 2 Bolt, NT, Transverse Grooved (scm) | O/Head Line
5909 | CLAMP,ELECTRICAL | Parallel Groove, 95-240mm2 Al or Steel Main & Tap, U-Bolt, NT, Transverse Grooved (scm) | O/Head Line
6122 | CLAMP,ELECTRICAL | Parallel Groove, 10-70mm2 Cu Main & Tap, 1 Bolt, NT, Transverse Grooved, (scm) | O/Head Line
6142 | CLAMP,ELECTRICAL | SINGLE CABLE TO FLAT;;COPPER ALLOY; SOLDERLESS;11 MM HOLE;BAGS OF 50; PATTERN NO.1430 HELD BY CENTRAL PURCHASING; | Forged Fittings
5898 | CLAMP,ELECTRICAL | STIRRUP CLAMP TYPE,ALUMINIUM TO COPPER "UNIVERSAL";FOR 7/2.25 MM TO 19/3.75 MM CABLE SIZES;BAGS OF 25; | Line Hardware
5893 | CLAMP,ELECTRICAL | Parallel Groove, 25-150mm2 Al or Steel Main & Tap, 2 Bolt, NT, Transverse Grooved (scm) | O/Head Line
3108 | CLAMP,HOSE | WORM DRIVE,W/SAFETY COLLAR;STEEL; ZINC PLATED;26 MM TO 38 MM DIA; PACK OF 10; | PPE, Hardware & Tools
3362 | CLAMP,HOSE | WORM DRIVE,W/SAFETY COLLAR;STEEL; ZINC PLATED;44 MM TO 56 MM DIA; PACK OF 10; | Hardware & Tools
3363 | CLAMP,HOSE | WORM DRIVE,W/SAFETY COLLAR;STEEL; ZINC PLATED;19 MM TO 28 MM DIA; PACK OF 10; | PPE, Hardware & Tools
3361 | CLAMP,HOSE | WORM DRIVE,W/SAFETY COLLAR;STEEL; ZINC PLATED;13 MM TO 20 MM DIA; PACK OF 10; | Hardware & Tools
6132 | CLAMP,LIVE LINE. | Ring Type, Copper, 3.2-10.8mm Main Conductor, 3.2-10.8mm Tap Off HDBC, 7/2.75, Hex Die 10.4mm A/F, Cu (P50) (scm) | Line Hardware
2428779 | CLAMP,LIVE LINE. | LARGE WOODEN BLANKET;USED BY LIVE LINE; PACK OF 1; | Hardware & Tools
2428761 | CLAMP,LIVE LINE. | SMALL WOODEN SIZE BLANKET;USED BY LIVE LINE;PACK OF 1; | Hardware & Tools
16386 | CLAMP,LIVE LINE. | Ring Type, Plated Al Body, Bi-Metallic, 4.1-18.9mm Main Conductor, 4.1-13.9mm Tap, u/w Slotted HD Type Operating Stick on Al/Cu Mains With Al/Cu Tap HDBC, | Line Hardware
13208 | CLAMP,LOOP | STEEL,STRUCTURAL GDE 250;GALV;65 MM NB TUBE,50 MM W,3 MM THK;C/W M16 X 70 MM LG GALV HEX BOLT & 2 NUTS,& 2 X M16 GALV FLAT RD WASHERS;AS1204;STRAIN-OFF | Misc Non-Contract Items
18597 | CLAMP,LOOP | STEEL;GALV,HOT DIPPED;STRAIN-OFF CLAMP; 3000 MM LG;110 KV/132 KV LINE TERMINATION STRUCTURE;FABRICATED AS PER DWG LOSTD-CV013-05; | Misc Non-Contract Items
21072 | CLAMP,METER | CLAMP-ON TYPE TRUE RMS:RANGE AC/DC 0.2 TO 400 AMP RMS;0.2 TO 600 V RMS; RESISTANCE 40 K OHMS;AUDIBLE CONTINUITY TEST,POWER 5 W TO 240 KW (K/W,KVA,KVAR); | Tools & Equipment
10603 | CLAMP,PARALLEL,ELECTRICAL CONNECTOR. | INSULATION PIERCING;MAIN 16-95 SQ MM ABC ;TAP 6-35 SQ MM INSULATED COPPER OR ALUMINIUM;C/W YELLOW SHEAR INDICATOR WASHER;C/W 1 BOLT;PACK OF 12,PACK, | Line Hardware
14253 | CLAMP,PARALLEL,ELECTRICAL CONNECTOR. | INSULATION PIERCING;MAIN 7-95 SQ MM BARE COPPER;TAP 35-95 SQ MM LV-ABC;C/W 2 BOLTS;BOX OF 10,PACK WEIGHT 2.75 KG; | Line Hardware
24886 | CLAMP,PARALLEL,ELECTRICAL CONNECTOR. | U BOLT TYPE; 16-120MM CABLE TO 13MM EARTH ROD; BAG OF 100 PACK WEIGHT 14.1 KG | O/Head Line
24885 | CLAMP,PARALLEL,ELECTRICAL CONNECTOR. | COMPRESSION TYPE; 120SQ MM CU CABLE TO 13MM EARTH ROD; BAG OF 25 PACK WEIGHT 2.675KG | O/Head Line
24884 | CLAMP,PARALLEL,ELECTRICAL CONNECTOR. | COMPRESSION TYPE; 95-120 SQMM TO 16-70 SQ MM STRANDED COPPER CABLE; BAG OF 25; PACK WEIGHT 3.25KG | O/Head Line
19100 | CLAMP,PARALLEL,ELECTRICAL CONNECTOR. | BARE CONDUCTOR;BI-METAL BODY;ALUMINIUM MAIN 35-120 SQ MM;TRANSVERSE GROOVED; 1 EYE BOLT;C/W BAIL;PACK OF 30,PACK WEIGHT 7.0 KG; | Line Hardware
19099 | CLAMP,PARALLEL,ELECTRICAL CONNECTOR. | BARE CONDUCTOR;COPPER BODY;COPPER MAIN 25-70 SQ MM;TRANSVERSE GROOVED;1 EYE BOLT;C/W BAIL;PACK OF 30,PACK WEIGHT 7.0 KG; | Line Hardware
16568 | CLAMP,PARALLEL,ELECTRICAL CONNECTOR. | INSULATION PIERCING;MAIN 16-113 SQ MM BARE COPPER;TAP 6-35 SQ MM AL XLPE/HARD DRAWN CU PVC;MAIN 1 BOLT;TAP 1 BOLT;PACK OF 12,PACK WEIGHT 2.95 KG; | Line Hardware
16567 | CLAMP,PARALLEL,ELECTRICAL CONNECTOR. | INSULATION PIERCING;MAIN BARE ALUMINIUM (LIBRA TO PLUTO);TAP 10-35 SQ MM AL XLPE /HARD DRAWN CU PVC;MAIN 1 BOLT;TAP 1 BOLT;PACK OF 12,PACK WEIGHT 1.3 KG; | Line Hardware
12951 | CLAMP,PARALLEL,ELECTRICAL CONNECTOR. | BARE CONDUCTOR;HIGH COPPER ALLOY BODY; 70-150 SQ MM;10.7-15.75 MM DIA;1 BOLT; UJ MAN 2.303 SHT 4,O/H TO POLE TERM; PACK OF 20,PACK WEIGHT 10 KG; | O/Head Line
10604 | CLAMP,PARALLEL,ELECTRICAL CONNECTOR. | INSULATION PIERCING;MAIN 35-95 SQ MM ABC ;TAP 35-95 SQ MM ABC;C/W 1 BOLT; C/W YELLOW SHEAR INDICATOR WASHER; PACK OF 12,PACK WEIGHT 2.0 KG;REFER | Line Hardware
15858 | CLAMP,SHEATH POWER CABLE: | 11 KV;FILLED JOINT;3 PHASE;SOLDERLESS EARTH MODULE FOR 25 TO 70 SQ MM UNARMOURED PLY CABLES;REFER UJ MAN 2/600; | O/Head Line
15859 | CLAMP,SHEATH POWER CABLE: | 11 KV;FILLED JOINT;3 PHASE;SOLDERLESS EARTH MODULE FOR 95 TO 300 SQ MM UNARMOURED PLY CABLES;REFER UJ MAN 2/600; | O/Head Line
2605 | CLAMP,SUSPENSION | Straight-Line, Clevis Type 1M, Galv Steel, Cu & Galv Steel Cond, 6-16mm Dia Clamp Range c/w Hex Clevis Pin & Humpback Split Pin | Forged Fittings
2609 | CLAMP,SUSPENSION | Angle, Clevis Type 3MA, Al Alloy, ACSR & AAC & AAAC, 20-34mm Dia Clamp Range c/w Round Clevis Pin & Humpback Split Pin | Line Hardware
19817 | CLAMP,SUSPENSION | Downlead Cushion, OPGW 9.5 to 11.8mm Dia Cable Range, for Wood Poles c/w Coach Screw & Sq Washer | Line Hardware
21766 | CLAMP,SUSPENSION | Dielectric Suspension, Short Span, ADSS 12 to 12.99mm Dia Range c/w Cushioning Insert | Line Hardware
2407241 | CLAMP,SUSPENSION | Double Armour Grip, suit 13.62mm-14.20mm LHL OPGW CC-38/48/551 c/w Yoke Plate, No Shackle or Clevis Tongues, M16 Bolt, ETS 11-09-01 | Line Hardware
2494227 | CLAMP,SUSPENSION | Armour Grip c/w Structural Rods & Earth, suit 9.6mm SFPOC/SFSJ-12509 OPGW | Line Hardware
2494235 | CLAMP,SUSPENSION | Armour Grip Double c/w Structural Rods & Earth, suit 9.6mm SFPOC/SFSJ-12509 OPGW | Line Hardware
2407239 | CLAMP,SUSPENSION | Armour Grip c/w Structural Rods & Earth suit 13.62mm-14.20 mm CC-38/48/551 LHL OPGW,No Shackle or Twist/Eye Tongue, ETS 11-09-01 | Line Hardware
2407249 | CLAMP,SUSPENSION | Downlead Cushion, suit 14.0mm OPGW & with 14.0mm OPGW & Attachment to Concrete Pole, ETS 11-09-01 | Line Hardware
19818 | CLAMP,SUSPENSION | Downlead Cushion, OPGW 9.5 to 11.8mm Dia Cable Range, for Concrete Poles | Line Hardware
2612 | CLAMP,SUSPENSION | Straight-Line, Clevis Type 2M, Al Alloy, ACSR & AAC, 7-21mm Dia Clamp Range c/w Hex Clevis Pin & Humpback Split Pin | Line Hardware
2613 | CLAMP,SUSPENSION | Straight-Line, Clevis Type 3M, Al Alloy, ACSR & AAC, 10-34mm Dia Clamp Range c/w Hex Clevis Pin & Humpback Split Pin | Line Hardware
2608 | CLAMP,SUSPENSION,ELEC CONDUCTOR | Angle, Clevis Type 2MA, Al Alloy, ACSR & AAC & AAAC, 9-25mm Dia Clamp Range c/w Round Clevis Pin & Humpback Split Pin | Line Hardware
104426 | CLAMP,SUSPENSION,ELEC CONDUCTOR | ANGLE;LV ABC CABLE;FULLY SUPPORTED; 4 X 95 SQ MM;30 DEG DEVIATION;U/W STRINGING ROLLER SC20822;PACK OF 20,PACK WEIGHT 12.5 KG; | O/Head Line
23723 | CLAMP,SUSPENSION,ELEC CONDUCTOR | STRAIGHT-LINE OR ANGLE;AMOUR GRIP SUSPENSION UNIT (AGSU);TO SUIT 30/7/.146 GOAT;25.55 TO 26.0MM DIA CONDUCTOR;SUITS AAC AAAC ACSR; | Line Hardware
22761 | CLAMP,SUSPENSION,ELEC CONDUCTOR | TO SUIT;11 KV ABC 35 SQ MM;LIGHT DUTY METALLIC SCREENED;WITH 19/2.00 STEEL GALV CATENARY WIRE;U/W HVABC PROJECTS; | Line Hardware
22762 | CLAMP,SUSPENSION,ELEC CONDUCTOR | TO SUIT;11 KV ABC 120 SQ MM;LIGHT DUTY METALLIC SCREENED;WITH 19/2.00 STEEL GALV CATENARY WIRE;U/W HVABC PROJECTS; | Line Hardware
21743 | CLAMP,SUSPENSION,ELEC CONDUCTOR | OPTICAL GROUND WIRE (OPGW);SUSPENSION; SUIT 14.36 MM-14.55 MM CONDUCTOR RANGE; LEFT HAND LAY; | Line Hardware
19820 | CLAMP,SUSPENSION,ELEC CONDUCTOR | OPGW Suspension Single, 10.63 to 11.15mm Dia Cable Range, Colour Code Black, Left Hand Lay, for OPGW Installation c/w S-070-1, TET-070, OFCTT-64971, | Line Hardware
19752 | CLAMP,SUSPENSION,ELEC CONDUCTOR | STRAIGHT-LINE;ARMOUR GRIP SUSPENSION UNIT (AGSU);TO SUIT 30/7.102 WOLF; BOX OF 1,PACK WEIGHT 2.8 KG; | Line Hardware
19528 | CLAMP,SUSPENSION,ELEC CONDUCTOR | STRAIGHT-LINE OR ANGLE;AMOUR GRIP SUSPENSION UNIT (AGSU);AL ALLOY WITH NEOPRENE INSERT;AL CONDUCTORS;33.4-34-39 MM DIA;SUITS VENUS,TOPAZ,SULPHUR & | Line Hardware
19359 | CLAMP,SUSPENSION,ELEC CONDUCTOR | STRAIGHT LINE OR ANGLE;ARMOUR GRIP SUSPENSION UNIT,ALUMINIUM ALLOY WITH NEOPRENE INSERT;BEAR 30/7/.132 ACSR CONDUCTOR;23.47 MM DIA;UP TO 30 DEG | Line Hardware
19204 | CLAMP,SUSPENSION,ELEC CONDUCTOR | STRAIGHT-LINE OR ANGLE;ARMOUR GRIP SUSPENSION UNIT (AGSU);ALUMINIUM ALLOY WITH NEOPRENE INSERT TO SUIT ALUMINIUM CONDUCTORS 23.75 MM DIA;UP TO 30 DEG | Line Hardware
18990 | CLAMP,SUSPENSION,ELEC CONDUCTOR | STRAIGHT-LINE;SINGLE PHASE LVABC;FULLY SUPPORTED;2 X 95 SQ MM;30 DEG DEVIATION; PACK OF 20,PACK WEIGHT 7.2 KG; | Line Hardware
18290 | CLAMP,SUSPENSION,ELEC CONDUCTOR | TO SUIT TEAR DROP CLAMP OR MOO CLAMP; ALUMINIUM;19/4.75 MM (AAC); | Misc Non-Contract Items
18037 | CLAMP,SUSPENSION,ELEC CONDUCTOR | STRAIGHT-LINE OR ANGLE;ARMOUR GRIP SUSPENSION UNIT (AGSU);AL ALLOY WITH NEOPRENE INSERT TO SUIT AL CONDUCTORS; 18.75 MM DIA UP TO 30 DEG DEVIATION WITH | Subtransmission
18036 | CLAMP,SUSPENSION,ELEC CONDUCTOR | ARMOUR GRIP SUSPENSION UNIT (AGSU); SUITS DIA 11.25 MM AAC,AAAC & ACSR (MARS ,BANANA & TENNIS);ALUMINIUM ALLOY WITH NEOPRENE INSERT;SUITS 0-30 DEG DEVIATION | Line Hardware
12775 | CLAMP,SUSPENSION,ELEC CONDUCTOR | ANGLE;HV ABC CABLE;CATENARY-SUPPORTED; 7/4.50 MM AAAC OR 19/2.00 MM SC/GZ; 0-30 DEG DEVIATION;BOX OF 1; | O/Head Line
10598 | CLAMP,SUSPENSION,ELEC CONDUCTOR | STRAIGHT-LINE;LV ABC CABLE;FULLY SUPPORTED;4 X 95 SQ MM;15 DEG DEVIATION; BOX OF 20,PACK WEIGHT 7.0 KG; | Line Hardware
8589 | CLAMP,SUSPENSION,ELEC CONDUCTOR | ARMOUR GRIP SUSPENSION UNIT(AGSU); SUITS DIA 14.3 MM AAC,AAAC & ACSR (MOON & CHERRY);ALUMINIUM ALLOY WITH NEOPRENE INSERTS;SUITS 0-30 DEG DEVIATION;PACK OF | Subtransmission
6007 | CLAMP,SUSPENSION,ELEC CONDUCTOR | STRAIGHT-LINE OR ANGLE;ARMOUR GRIP SUSPENSION UNIT (AGSU);AL ALLOY WITH NEOPRENE INSERT;AL CONDUCTORS; 21.0 MM DIA;UP TO 60 DEG DEVIATION | Line Hardware
16569 | CLAMP,TERMINAL,ELECTRICAL CONNECTOR | IN-LINE HOUSE SERVICE CONNECTOR;BI-METAL IPC ON SERVICE SIDE TO SUIT 6-35 SQ MM LV INSULATED CABLE;NON IPC ON HOUSE SIDE TO SUIT 4-35 SQ MM CU CABLE;PACK OF 10, | Line Hardware
17734 | CLAMP,TERMINAL,ELECTRICAL CONNECTOR | INSULATION PIERCING;COPPER;6-50 SQ MM INSULATED;4 TAP;SUBMERSIBLE MULTIPLE SERVICE;4 TAPS;4 SHEARHEAD BOLTS;PACK OF PACK OF 6;NOTE:-THESE ITEMS ARE ONLY TO | O/Head Line
16570 | CLAMP,TERMINAL,ELECTRICAL CONNECTOR | INSULATION PIERCING;MAIN 6-35 SQ MM INSULATED AL/CU;TAP 4-35 SQ MM BARE; 16 SQ MM NOM 750 MM LG;INTEGRATED EARTH TAIL C/W M10 LUG;MAIN 1 BOLT;TAP 1 BOLT; | Line Hardware
18459 | CLAMP,TERMINAL,ELECTRICAL CONNECTOR | INSULATION PIERCING;2 PIECE EXTRUDED ALUMINIUM ALLOY,GDE 1350 - F;100 MM LG; 44 MM OD;C/W 4 SHEAR BOLTS;FOR CONNECTION TO 11 KV CCT (SC 16010);U/W | O/Head Line
20148 | CLAMP,TERMINAL,ELECTRICAL CONNECTOR | IN-LINE BI-METAL SERVICE CONNECTOR;TO SUIT 35-95 SQ MM LV HARD DRAWN CU,35-95 SQ MM SOFT DRAWN CU,35-95 SQ MM AL INSULATED CABLE PACK OF 6,PK WEIGHT 2 KG | Line Hardware
19926 | CLAMP,TERMINAL,ELECTRICAL CONNECTOR | INSULATION PIERCING;MAIN 16-95 SQ MM INSULATED AL/CU TAP 1.5-6 SQ MM BARE; MAIN 1 BOLT;TAP 1 BOLT; | Line Hardware
17247 | CLAMP,TERMINAL,ELECTRICAL CONNECTOR | INSULATION PIERCING;MAIN 6-35 SQ MM INSULATED AL/CU;TAP 4-35 SQ MM BARE;10 SQ MM NOM,200 MM LG;INSULATED COPPER TAIL HOUSE SIDE WITH 15 MM EXPOSED | Line Hardware
17733 | CLAMP,TERMINAL,ELECTRICAL CONNECTOR | INSULATION PIERCING;COPPER;6-50 SQ MM INSULATED;2 TAP;SUBMERSIBLE MULTIPLE SERVICE;1 PC TO LVABC;2 TAPS;2 SHEARHEAD BOLTS;PACK OF 12;NOTE:-THESE ITEMS ARE | O/Head Line
25127 | CLEANER,VACUUM | Milwaukee, M18 Wet/Dry Vacuum, 7.5 Ltr, 18V, Built in Blower Port, HEPA Filter, On-Board Accessory & Hose Storage, Skin Only | Hardware & Tools
R25127 | CLEANER,VACUUM | REFURBISHED, Milwaukee, M18 Wet/Dry Vacuum, 7.5 Ltr, 18V, Built in Blower Port, HEPA Filter, On-Board Accessory & Hose Storage,Skin Only | Electrical Test & Accsry Equip
2497576 | CLEANER,VACUUM | Metabo, H-Class Vacuum Combo Kit, 30L Tank, 36V, Cordless c/w 2 x 18V 8Ah Batteries, Dual Quick 240V Charger & Accessories, for Hazardous Dust | Tools & Equipment
2472785 | CLEANER,VACUUM | Milwaukee, M12 Cordless Compact Hand Vacuum, 12V, 470mm c/w Crevice Tool, Extension Nozzle, Extension Wand, Filter Assembly & Utility Nozzle, Skin Only | Hardware & Tools
16535 | CLEANING COMPOUND,ELECTRICAL CONTACT | FOR CLEANING LIVE LINE INSULATING BARRIERS;5 GALLON DRUM; | O/Head Line
16850 | CLEANING COMPOUND,ELECTRICAL CONTACT | ELECTRICAL EQUIPMENT;NON-FLAMMABLE (NF) PRECISION ELECTRONIC CLEANING SOLUTION & PLASTIC FRIENDLY CONTACT CLEANER 2000; 400 G PRESSURE PACK,PACK OF 6;REPLACES | Hardware & Tools
24897 | CLEANING COMPOUND,ELECTRICAL CONTACT | NDI65 HEAVY DUTY WATER-SOLUBLE; 10 L; BIODEGRADABLE CLEANER/DEGREASER; USED FOR LIVE LINE CLEANING; FOR CLEANING GREASE, DIRT, DUST, OIL, CARBON, MILDEW | Misc Non-Contract Items
16491 | CLEANING COMPOUND,OPTICAL LENS | LENS CLEANING SOLUTION;PUMP SPRAY,FOR ALL POLYCARBONATE (PLASTIC) EYEWEAR & FACE SHIELDS;500 ML BOTTLE;U/W PAPER KIM-WIPES STOCK CODE 04070; | PPE, Hardware & Tools
4015 | CLEANING COMPOUND,TOILET BOWL | LIQUID;125 G CONTAINER,CARTON OF 12, PACK WEIGHT 2.1 KG;TO BE HUNG IN CISTERNS; | PPE, Hardware & Tools
4036 | CLEANING COMPOUND,TOILET BOWL | POWDER;750 G BOTTLE,CARTON OF 12, PACK WEIGHT 11.2 KG; | PPE, Hardware & Tools
16851 | CLEANING COMPOUND. | FOR CLEANING BATTERY TERMINALS & CONNECTIONS;PENETRATES,LOOSENS & NEUTRALISES ALL ACID CORROSION DEPOSITS; 300 GRAM PRESSURE PACK CAN;PACK OF 6; | Hardware & Tools
21741 | CLEANING COMPOUND. | BOOM WASH CONCENTRATE;DILUTE 3 TO 5 PARTS WATER;FOR USE ON EWP'S;5 GALLON BOTTLE; | Hardware & Tools
23821 | CLEANING COMPOUND. | CRC BRAKLEEN SPRAY CAN; NECESSARY FOR CLEANING PARTS TO CHECK FOR OIL LEAKS; 500ML CAN; | PPE, Hardware & Tools
21737 | CLEANING COMPOUND. | NON RESIDUAL SOLVENT DEGREASER;CLEAR LIQUID;SOLVENT CABLE DEGREASER FOR USE ON EHV;1 L BOTTLE; | Hardware & Tools
17145 | CLEANING COMPOUND. | INDUSTRIAL DEGREASER;DEGREASER,DETERGENT ,BIODEGRADABLE,HYDROCARBON RELEASE;4 L BOTTLE;USED BY SUBSTATIONS FOR WASHING DOWN TRANSFORMERS AFTER REPAIR; | PPE, Hardware & Tools
20239 | CLEANING COMPOUND. | CT-18;VEHICLE CLEANING AGENT;VISCOUS OPAQUE GREEN LIQUID;SLIGHT ODOUR; SOLUBLE;20 L DRUM; | PPE, Hardware & Tools
2465888 | CLEANING KIT | SF6 Response Clean-Up Kit c/w Carry Bag, 1 x Duct Tape, 12 x Disposable Towels, A-Frame Safety Sign, SF6 Hazard Barrier Tape, Blue Vinyl Gloves, 2 x Pr Maxichem | HS & PPE
16115 | CLEVIS BALL ASSEMBLY | FORGED STEEL;GALV;70 KN MIN FAILING LOAD ;FOR USE WITH BALL & SOCKET INSULATORS; | Forged Fittings
2442432 | CLEVIS BALL ASSEMBLY | FORGED STEEL;GALV;BALL CLEVIS EXTENSION; 160 KN;M20 BALL;250 MM EXTENSION;BAGS OF 10; | Subtransmission
20062 | CLEVIS BALL ASSEMBLY | FORGED STEEL;GALV;BALL END TO Y CLEVIS; 120 KN;M20 BOLT;U/W 132 KV LINE POST INSULATORS TO SOCKET CLEVIS TO AGSU OR SUSPENSION CLAMP; | Forged Fittings
18942 | CLEVIS BALL ASSEMBLY | FORGED STEEL;GALV;120 KN MIN FAILING LOAD;U/W BALL & SOCKET INSULATORS; ROUND PIN BOLT STYLE; | Forged Fittings
19458 | CLEVIS BALL ASSEMBLY | FORGED STEEL;GALV;160 KN MIN FAILING LOAD;TWISTED;U/W BALL & SOCKET INSULATORS;PACK OF 10,PACK WEIGHT 11 KG; | Forged Fittings
18941 | CLEVIS SOCKET ASSEMBLY | FORGED STEEL;GALV;120 KN MIN FAILING LOAD;U/W BALL & SOCKET INSULATORS; PACK OF 10,PACK WEIGHT 14 KG; | Forged Fittings
21066 | CLEVIS SOCKET ASSEMBLY | FORGED STEEL;GALV;160 KN MIN FAILING LOAD;U/W BALL & SOCKET INSULATORS; PACK OF 10; | Forged Fittings
19486 | CLEVIS SOCKET ASSEMBLY | FORGED STEEL;GALV;160 KN MIN FAILING LOAD;250 MM EXT;U/W 125 KN & 160 KN B & S INSULATORS; | Forged Fittings
6297 | CLEVIS TONGUE ASSEMBLY. | STEEL;GALV;186 MM LG,40 MM W;C/W HEX BOLT WITH 2 HEX NUTS;BUNDLE OF 25, PACK WEIGHT 25 KG;FOR U/W 11/33 KV SUSPENSION CONCRETE; | Line Support Equip
2604 | CLEVIS,THIMBLE | 70kN, Galv Steel c/w Round Clevis Pin, Bag of 20 | Forged Fittings
9924 | CLEVIS,THIMBLE | Al Alloy, up to 19mm OD Al Cond, 40kN c/w Round Clevis Pin & S/Steel Humpback Split Pin (P25) | Line Hardware
23070 | CLEVIS,THIMBLE | GALV STEEL;40000 LB ULTIMATE LOAD;FOR USE WITH HENDRIX PREFORMED MESSENGER GRIPS;FOR USE WITH HENDRIX SPACER SYSTEM;REQUIRED FOR CBT-MFD 33 KV | O/Head Line
23069 | CLEVIS,THIMBLE | GALV STEEL;11000 LB ULTIMATE LOAD;FOR USE WITH PREFORMED CONDUCTOR GRIPS; FOR USE WITH HENDRIX SPACER SYSTEM; REQUIRED FOR 33 KV CBT-MFD 33 KV FEEDER | O/Head Line
23067 | CLEVIS,THIMBLE | GALV STEEL;20000 LB ULTIMATE LOAD;FOR USE WITH HENDRIX DEAD END INSULATORS; FOR USE WITH HENDRIX SPACER SYSTEM; REQUIRED FOR CBT-MFD 33 KV FEEDER | O/Head Line
17423 | CLEVIS,THIMBLE | Aluminium Alloy;27 mm groove; 70 KN; Includes clevis pin & humpback pin; Used in the installation of fibre optic cable; | O/Head Line
11314 | CLEVIS,THIMBLE | ALUMINIUM ALLOY;115 MM LG,53 MM W; TYPE B;UP TO 24 MM OD AL COND;80 KN;C/W HEX CLEVIS PIN & 2 STAINLESS STEEL HUMPBACK SPLIT PINS;PACK OF 25,PACK WEIGHT | Line Hardware
2616 | CLEVIS,TONGUE | STEEL;GALV;116 MM LG;70 KN; C/W HEX CLEVIS PIN; FOR U/W FOG SUSPENSION INSULATORS; | Forged Fittings
21855 | CLEVIS,TONGUE | STEEL FORGED;GALV;HOT DIPPED;120 KN; CLEVIS TONGUE TWISTED;C/W M16 CLASS` 8.8 BOLT & NUT;AS1154.1-2004; | Bolts, Washers & Fasteners
2407256 | CLEVIS,TONGUE | 120kN, ETS 11-09-01 | Line Hardware
21856 | CLEVIS,TONGUE | STEEL FORGED;GALV;HOT DIPPED;120 KN; Y CLEVIS TONGUE TWISTED;C/W M16 CLASS 8.8 BOLT & NUT; | Bolts, Washers & Fasteners
13949 | CLEVIS,TONGUE | STEEL;GALV;70 KN;OVER SIZE,116 MM LG,C/W HEX CLEVIS PIN;BAG OF 25,PACK WEIGHT 25 KG;FOR U/W 3M & 3MA CLAMPS; | Forged Fittings
6135 | CLEVIS,TONGUE | STEEL,FORGED;GALV,HOT DIPPED;70 KN; TWISTED CLEVIS Y-TONGUE;C/W BENT BOLT, NUT & HUMPBACKSPLIT PIN; BAGS OF 15,PACK WEIGHT 10.5 KG; | Forged Fittings
23957 | CLIP | Helmet Clip, for LED Safety Helmet Lamp, Pack of 4 PACK OF 4; | PPE, Hardware & Tools
21822 | CLIP, RETAINING | TO SUIT SC10604 END CAP RUBBER BOOT SEAL; | Line Hardware
19491 | CLIP, SPRING TENSION | S/S SPRING CLIP;U/W SC19490 SPACER, SPRING TENSION;BAGS OF 100, PACK WEIGHT 2 KG PER BAG; | Line Hardware
2968 | CLIP,ELECTRICAL | ALLIGATOR;STEEL;ZINC PLATED;50 AMP; BATTERY CHARGING CLIPS;INSULATORS AVAILABLE STOCK CODE 02982 & 02983; PACK OF 12; | Hardware & Tools
13449 | CLIP,ELECTRICAL | ALLIGATOR,MINIATURE,INSULATED;STEEL; BLACK;AC-3 TYPE;FOR US AS A TEST CLIP; | Hardware & Tools
19762 | CLIP,ELECTRICAL | Insulated Alligator Clip, Elephant Type, 1000V, 1 x Black & 1 x Red Clip c/w Safety Shroud | Hardware & Tools
2970 | CLIP,ELECTRICAL | ALLIGATOR,INSULATED;RED;BRASS;TIN PLATED ;PACK OF 5,PACK WEIGHT 0.35 KG; | Hardware & Tools
2969 | CLIP,ELECTRICAL | ALLIGATOR,INSULATED;BLACK;BRASS; TIN PLATED;PACK OF 100; | Hardware & Tools
18148 | CLOSURE & SPLICE CASE | 3 WAY,2 X OPGW,1 X U/G OVERHEAD 24 SM FIBRE JOINT;C/W 2 X 12 FIBRE SPLICE TRAY ;2 X OPGW CABLE GLAND;1 X POLE MTG BRACKET; | Communications
2778 | CLOTH,ABRASIVE | SHEET;AL OX-P180-CL;230 MM W;280 MM LG; METALITE CLOTH;BOX OF 50; | PPE, Hardware & Tools
2827 | CLOTH,ABRASIVE | ROLL;AL OX 60 GRIT;25 MM W;50 M LG; PACK OF 1; | Hardware & Tools
2828 | CLOTH,ABRASIVE | ROLL;AL OX 240 GRIT;25 MM W;50 M LG; PACK OF 1; | PPE, Hardware & Tools
2865 | CLOTH,CLEANING | NYLON REINFORCED PAPER;BLUE;490 MM W, 75 M LG;WALL MTD;CARTON OF 3,PACK WEIGHT 6.8 KG;INDUSTRIAL USE ONLY;4 PLY THK; | PPE, Hardware & Tools
4043 | CLOTH,CLEANING | HVY DUTY,INDUSTRIAL WIPING CLOTH;GREEN; 60 CM LG,40 CM W;BOX OF 1,PACK WEIGHT 5.2 KG; | Hardware & Tools
15866 | CLOTH,CLEANING | NYLON REINFORCED PAPER;BLUE; 245 MM W,70 M LG;WALL MTD;CARTON OF 4, 288 PER PALLET;INDUSTRIAL USE ONLY; 4 PLY THK,REFER STOCK CODE 15526 FOR | PPE, Hardware & Tools
10428 | CLOTH,CLEANING | HVY DUTY NON-WOVEN POLYPROPYLENE FABRIC ;130 WIPES PER BOX;23 CM W X 42 CM LG; WIPING CLOTHS ABSORB FLUIDS QUICKLY & EFFECTIVELY; | PPE, Hardware & Tools
19124 | CLOTH,CLEANING | KIMWIPES DELICATE WIPES;WHITE; 21CM X 11CM 280 WIPES PER BOX; CARTON OF 30; | PPE, Hardware & Tools
21341 | CLOTH,CLEANING | KIT CONTAINS 1 X NON-LINTING TOWEL FOR BUFFING LIVE LINE TOOLS (BUFFING WIPE); 1 X DISPOSABLE WAXING WIPE FOR PROTECT HOT STICK BOOMS; 72 KT PER BOX; | Hardware & Tools
2496842 | CLOTH,CLEANING | Everguard, Tack Cloths, Impregnated with Resin to hold Dust, Elements, Fibres & Dirt, for Asbestos PAPR Kit, Pack of 50 | HS & PPE
1811190 | CLOTH,CLEANING | SILICONE IMPREGNATED WIPING CLOTH; 45 CM X 45 CM;USED TO REMOVE DUST & DIRT PARTICLES FROM OPERATING STICKS;FOR ELECTRICAL USE ONLY; 200 PER BOX; | Hardware & Tools
21736 | CLOTH,CLEANING | Disposable, Solvent Impregnated, Degreasing Wipe, for Cleaning EHV Cable 150 Wipes per Bucket | Hardware & Tools
21735 | CLOTH,CLEANING | DISPOSABLE WIPE;ANTI BACTERIAL HVY DUTY HAND CLEANING WIPE;FOR USE BEFORE DEGREASING EHV CABLE SYSTEMS;100 WIPES PER TUB; | Hardware & Tools
21512 | CLOTH,CLEANING | WET;ALCOHOL BASED;PACKET OF 3 WIPES; REQUIRED FOR CLEANING ABB 11 KV INLINE BOOTS & BRUSHINGS FOR TERMINATION OF 11 KV CABLE AT ABB SAFELINK SWITCHGEAR | Hardware & Tools
21343 | CLOTH,CLEANING | WATER SOLVENT WIPE;FOR HEAVY DUTY CLEANING;REMOVES GREASE & GRIME FROM BOOMS;CLEANER FOR EWP'S;BOX OF 24;REFER WORK PRACTICE 9470-A4; | Hardware & Tools
21342 | CLOTH,CLEANING | DISPOSABLE WIPE;FOR DAILY CLEANING; WIPE LEAVES A THIN WATER REPELLENT COATING;USE ON EWP'S;BOX OF 144;REFER WORK PRACTICE 9470-A4; | Hardware & Tools
19785 | CLOTH,CLEANING | HOT STICK WIPES;FOR CLEANING CONTAMINATED EXPOXIGLAS & FRP PRODUCTS; BOX OF 50; | Hardware & Tools
3745 | CLOTH,MOLESKIN | BEIGE;1.5 M W,1 M LG; TO BE CUT INTO 1 M LENGTHS; | Hardware & Tools
32950 | CLUTCH | GEAR; CLUTCH; FOR 11 KV CB; TYPE VK; C00916; NULEC/ TOSHIBA; | Substation
1944 | COAT,MAN'S | DUSTCOAT STYLE;ALL COTTON;GREY; SIZE 5,(97R);ABOVE KNEE,LG SLEEVE; BUTTON CLOSURE;2 SIDE POCKETS & 1 PENCIL POCKET; | HS & PPE
24853 | COATING COMPOUND KIT | Crossarm Coating Kit c/w Brush Grey Poolcoat NSC73 500g, Catalyst 10ml, 1 x 50mm Paintbrush, 1 x Stirring Stick, 1 Pair Latex Gloves, 2 x Plastic Bags, | Dangerous Goods
14680 | COATING COMPOUND,NONSLIP | 2154 Grey, Water Based, 20L Drum, for use on Pole Platforms | Dangerous Goods
15383 | COATING COMPOUND,ZINC | AEROSOL PACK SPRAY APPLICATION;400 G SPRAYCAN;CARTON OF 6, Grey ;FOR USE ON COLD SURFACES ONLY; White Knight Rust Guard | Dangerous Goods
2402432 | COCK,DRAIN | Black Plastic Tap, for use on Bulk Water Containers & Bulk Disinfectant Spray & Wipe 15L Bottles | HS & PPE
11577 | COIL,ELECTRICAL | CIRCUIT BREAKER CLOSING SPRING RELEASE COIL TYPE;32 V DC;MEIDENSHA CB TYPE VBE; 12 KV;SPARE PART FOR CIRCUIT BREAKER,HV; | Substation
11578 | COIL,ELECTRICAL | CIRCUIT BREAKER TRIP COIL TYPE;32 V DC; MEIDENSHA TYPE VBE,12 KV; SPARE PART FOR CIRCUIT BREAKER,HV; | Network Spares
2488310 | COIL,ELECTRICAL | CB Tripping & Closing Coil, suit GE F35-145kV GIS | Switchgear Substation
3898 | COIL,ELECTRICAL | GE 125V DC Close Coil, suit GL309, GL312, GL314, DT1 72.5, DT1 145 | Switchgear Substation
3894 | COIL,ELECTRICAL | GE 125V DC Trip Coil, suit GL309, GL312, GL314, DT1 72.5, DT1 145 | Switchgear Substation
3897 | COIL,ELECTRICAL | GE 110V DC Close Coil, suit GL309, GL312, GL314, DT1 72.5, DT1 145 | Switchgear Substation
53893 | COIL,ELECTRICAL | GE 110V DC Trip Coil, suit GL309, GL312, GL314, DT1 72.5, DT1 145 | Switchgear Substation
3896 | COIL,ELECTRICAL | GE 48V DC Close Coil, suit GL309, GL312, GL314, DT1 72.5, DT1 145 | Switchgear Substation
53892 | COIL,ELECTRICAL | GE 48V DC Trip Coil, suit GL309, GL312, GL314, DT1 72.5, DT1 145 | Switchgear Substation
3895 | COIL,ELECTRICAL | GE 32V DC Close Coil, suit GL309, GL312, GL314, DT1 72.5, DT1 145 | Switchgear Substation
53891 | COIL,ELECTRICAL | GE 32V DC Trip Coil, suit GL309, GL312, GL314, DT1 72.5, DT1 145 | Switchgear Substation
2485449 | COIL,ELECTRICAL | Trip Coil, Switchboard Spare Part, for GV3N Tamco 22kV Switchgear | Substation
2485423 | COIL,ELECTRICAL | Close Coil, Switchboard Spare Part, for GV3N Tamco 22kV Switchgear | Substation
2485415 | COIL,ELECTRICAL | Trip Coil, Switchboard Spare Part, for VH1F Tamco 11kV Switchgear | Substation
2485399 | COIL,ELECTRICAL | Close Coil, Switchboard Spare Part, for VH1F Tamco 11kV Switchgear | Substation
25434 | COIL,ELECTRICAL | Circuit Breaker Trip or Close Coil,suits both; Type 110 V DC; Suits Schneider GenieEVO MANUFACTURERS DATA: | Switchgear
21925 | COIL,ELECTRICAL | NILSEN; 48V DC SHUNT TRIP COIL; 415V AC CIRCUIT BREAKERS; | Substation
22910 | COIL,ELECTRICAL | CIRCUIT BREAKER;MINITURE;4 AMP;1 POLE; MCBDC 6 KA C CURVE;DIN;PACK OF 1; TERASAKI; | PPE, Hardware & Tools
22903 | COIL,ELECTRICAL | CIRCUIT BREAKER;AC AUXILLARY SUPPLY; DOUBLE POLE;SUIT NU-LEC CAPM5 PTCC; | Network Spares
22902 | COIL,ELECTRICAL | CIRCUIT BREAKER C16 AMP FOR DC BATTERY CONTROL; SUITS NU-LEC CAPM5 PTCC; | Network Spares
20648 | COIL,ELECTRICAL | CLOSING COIL;CB;MERLIN GERIN F400;33 KV; | Network Spares
20621 | COIL,ELECTRICAL | TRIP & CLOSE COIL;110 V DC;FOR U/W 11 KV SBV1 & SVB2 CB'S; | Network Spares
12473 | COIL,ELECTRICAL | CONTACTOR TYPE;240 V;ENCAPSULATED; SUITS (NEW TYPE) CONTACTORS,STOCK CODE 05376 & 05377; | Network Spares
18215 | COLLAR,PIT EXTENSION | PLASTIC;PIT EXTENSION P6;U/W P6 PIT; REFER STOCK CODE 18079 FOR PIT; | Misc Non-Contract Items
2471514 | COLLECTOR UNIT,DUST | Milwaukee M18 & M28 HAMMERVAC Dust Extractor, 18V, HEPA Filter, suit Milwaukee Hammer Drill | Hardware & Tools
2480580 | COMMUNICATION SYSTEM | ACB Additional to Enable SCADA for DNP3, RTU SICAM A8000 Relay, Interface in DNP3 | U/G Equipment
2480598 | COMMUNICATION SYSTEM | ACB Additional to Enable SCADA for IEC61850, RTU SICAM A8000 Relay, Interface in IEC61850 | U/G Equipment
25426 | COMMUNICATIONS,CARD | SERIAL;ROCKETPORT INFINITY;PCI; 16 PORT RS-232 U/W SC25427 OR SC25428 PATCH PANELS; *NOT COMPATIBLE WITH OLD SC21218 NOR SC 21219*; ESD-SENSITIVE ELECTRONIC | Communications
18218 | COMPOUND CLEANING,SOLVENT | SC-SUPERSOLVE;LIQUID;POWERFUL ALL- PURPOSE INDUSTRIAL SOLVENT;BIODEGRADABLE ,MANUFACTURED FROM PLANT SOURCES;USE TO REMOVE OIL,GREASE,TAR,GRAFFITI;5 L BT; | Hardware & Tools
18406 | COMPOUND CLEANING,SOLVENT | POWER CLEAN;DEGREASING DETERGENT; MILDLY ALAKLINE;LOW FOAMING;WATER BASED; ORGANIC SOLVENT;USED TO REMOVE FATS, GREASES,PETROLEUM OILS & SOLVENTS,IN | Hardware & Tools
13259 | COMPOUND,SEALING,ELECTRICAL | RUBBER BASE;300 MM LG,60 MM W,4 MM THK, STRIP;HEAT ACTIVATED;PACK SIZE 120; | Misc Non-Contract Items
2488112 | COMPUTER,DIGITAL | Intel NUC Rugged Chassis Element, Dual LAN Board, HMI Display Client Variant 1 Chassis, Case & Main Board, w/o AC Cord | Communications
19730 | CONCRETE,PRECAST FOUNDATION | 975MM LG;4 BOLT 350 PCD;SUPPORTS MINOR ROAD DECORATIVE POLES WITH NOSTALGIA TYPE1 & 2 LUMINAIRES;40 MM DIA SOCKET ENTRY;M20 THREADED UPVC CONDUIT | Concrete Assemblies
22400 | CONCRETE,PRECAST FOUNDATION | 1500 MM LG;4 BOLT 350 PCD;SUPPORTS MINOR ROAD DECORATIVE POLES WITH NOSTALGIA TYPE 1 & 2 LUMINAIRES;UPVC CONDUIT;W/-40 MM DIA SOCKET ENTRY;USED | Concrete Assemblies
22399 | CONCRETE,PRECAST FOUNDATION | 1200 MM LG;4 BOLT 350 PCD;SUPPORTS MINOR ROAD DECORATIVE POLES WITH NOSTALGIA TYPE 1 & 2 LUMINAIRES;40 MM DIA SOCKET ENTRY;M20 THREADED BOLTS; | Concrete Assemblies
21256 | CONCRETE,PRECAST FOUNDATION | 1200 MM LG X 500 MM W X 150 MM H;4 X RECESSED N12 BARS FOR LIFTING & HOLD DOWN;F62 REINFORCING MESH + 2 X N12 BARS;PACK OF 4;PALLET WEIGHT 960 KG; | Concrete Assemblies
21255 | CONCRETE,PRECAST FOUNDATION | 400 MM LG X 500 M M W X 100 MM H;4 X RECESSED N12 BARS FOR LIFING & HOLD DOWN;F62 REINFORCING MESH + 2 X N12 BARS;PACK OF 12;PALLET WEIGHT 600 KG; | Concrete Assemblies
19782 | CONCRETE,PRECAST FOUNDATION | 975MM LG;SUPPORTS MINOR ROAD POLE; 40 MM DIA UPVC CONDUIT SOCKET ENTRY;3 X M20 THREADED BAR BOLTS ON 187 MM PCD;C/W 2 NUTS & 2 WASHERS PER THD SECT OF LEG; | Concrete Assemblies
19960 | CONCRETE,PRECAST FOUNDATION | GDE 32 CONCRETE SLAB;1700 MM W X 2000 MM LG X 100 MM THK;U/W UNIVERSAL CULVERT SC19959;USED IN POOR SOIL CONDITIONS; PACK OF 1,PALLET WEIGHT 850 KG; | Concrete Assemblies
19783 | CONCRETE,PRECAST FOUNDATION | 2300 MM LG;SUPPORTS MAJOR ROAD POLE; 40 MM DIA UPVC CONDUIT SOCKET ENTRY;4 X M24 THREADED BAR BOLTS ON 350 MM PCD;C/W 2 NUTS & 2 WASHERS PER THD SECT OF LEG; | Concrete Assemblies
21254 | CONCRETE,PRECAST FOUNDATION | 950 MM LG X 500 MM W X 100 MM H;4 X RECESSED N12 BARS FOR LIFTING & HOLD DOWN;F62 REINFORCING MESH + 2 X N12 BARS;PACK OF 6,PALLET WEIGHT 780 KG; | Concrete Assemblies
15658 | CONCRETE,PREMIX | MELCANN/PREMIX CEMENT,NORMAL CEMENT; 20 KG BAG 48 BAGS PER PALLET,960 KG PER PALLET;PORTLAND CEMENT REFER SC15659; | Cement, Concrete & Mortar
3814 | CONDUCTOR CONTACT PASTE | Alminox Electrical Jointing Compound, Grease Base w/Zinc Grit, Grey, 325g Tube c/w Cone Nozzle, Oxide & Corrosion Inhibitor, for Alum Connections | General Hardware
4838 | CONDUIT,NONMETALLIC,FLEXIBLE | PVC, 16mm, Grey, Non-Corrugated, 30m Roll, AS/NZS 2053.4 (scm) | Conduit & Fittings
18030 | CONDUIT,NONMETALLIC,FLEXIBLE | 20 MM DIA;PVC CORRUGATED;MEDIUM DUTY; WHITE/GREY;C/W DRAW WIRE;50 M ROLL; | Conduit & Fittings
2113064 | CONDUIT,NONMETALLIC,FLEXIBLE | PVC, 50mm, Black, Non-Corrugated, 30m Roll | Conduit & Fittings
2485118 | CONDUIT,NONMETALLIC,FLEXIBLE | Split Sleeve Tubing, 7mm Dia, 3m Lg, Fire Retardant PPL, Black, Corrugated, Antenna Segregation | Conduit & Fittings
22968 | CONDUIT,NONMETALLIC,FLEXIBLE | PVC, 20mm, Med Duty, Grey, Corrugated, 50m Roll, AS/NZS 2053.4 | Conduit & Fittings
22633 | CONDUIT,NONMETALLIC,FLEXIBLE | 50 MM DIA;CORRUGATED CONDUIT;25 M ROLL; GREY COLOUR; | Conduit & Fittings
22447 | CONDUIT,NONMETALLIC,FLEXIBLE | PVC, 32mm, Med Duty, Grey, Corrugated, 25m Roll | Conduit & Fittings
21918 | CONDUIT,NONMETALLIC,FLEXIBLE | 40 MM OD;PVC CORRUGATED;HVY DUTY; ORANGE;SUPPLIED IN 25 M ROLL; | Hardware & Tools
20794 | CONDUIT,NONMETALLIC,FLEXIBLE | 40 MM NB;PVC CORRUGATED;MEDIUM DUTY; GREY;SUPPLIED IN 25 M ROLL; | Hardware & Tools
18078 | CONDUIT,NONMETALLIC,FLEXIBLE | 50 MM NOM SIZE;WHITE;LIGHT DUTY; 140 M ROLL;MARKED TELECOMMUNICATION CABLE; | Hardware & Tools
17121 | CONDUIT,NONMETALLIC,FLEXIBLE | 40 MM NB;PVC;ORANGE;15 M ROLL; PACK WEIGHT 19 KG; | Hardware & Tools
16412 | CONDUIT,NONMETALLIC,FLEXIBLE | 16 MM MEDIUM DUTY CORROGATED;PVC;GREY; 50 M ROLL;FOR EXTERNAL TELEPHONE LINE ISOLATION SYSTEM; | Conduit & Fittings
16023 | CONDUIT,NONMETALLIC,FLEXIBLE | PVC, 25mm, Med Duty, Grey, Corrugated, 50m Roll, AS/NZS 2053.4 | Conduit & Fittings
13539 | CONDUIT,NONMETALLIC,FLEXIBLE | 50 MM NB;PVC;GREY;6.8 MM WALL THK,+ OR - 0.4 MM;MARKING,"(FLEXIBLE) ELECTRICAL CONDUIT - AS2053" AT 1 M INTERVAL;AS2053 ;15 M ROLL,PACK WEIGHT 25 KG;FOR U/G | Hardware & Tools
13538 | CONDUIT,NONMETALLIC,FLEXIBLE | 50mm, 15m Rolls, PVC, Orange, AS2053 (scm) | Conduit & Fittings
4843 | CONDUIT,NONMETALLIC,RIGID | 20 MM NOM SIZE;UPVC;GREY;LT DUTY;SOCKET MOULDED ONE END;4 M LG;AS2053;PACK OF 1050,PACK WEIGHT 670 KG; | Conduit & Fittings
4844 | CONDUIT,NONMETALLIC,RIGID | 25 MM NOM SIZE;UPVC;GREY;LT DUTY; SOCKET MOULDED ONE END;4 M LG;AS2053; PACK OF 800,PACK WEIGHT 650 KG; | Conduit & Fittings
22830 | CONDUIT,NONMETALLIC,RIGID | 100 MM DIA;WHITE PVC SPLIT CONDUIT;3.0 M LG;TO TELSTRA SPECIFICATION,TELSTRA CODE 73/223; | Conduit & Fittings
22258 | CONDUIT,NONMETALLIC,RIGID | 100 MM NOM SIZE;UPVC;WHITE;MED DUTY; SOCKET MOULDED ONE END;4.5 M LG; MARKED COMMUNICATIONS CONDUIT;TO AS/NZS2053.1; | Conduit & Fittings
30084 | CONDUIT,NONMETALLIC,RIGID | 80 MM NOM SIZE;UPVC;WHITE;LT DUTY; SOCKET MOULDED ONE END;6 M LG;MARKED COMMUNICATIONS CONDUIT;FOR CONTRACTORS USE ONLY; | Conduit & Fittings
30083 | CONDUIT,NONMETALLIC,RIGID | 50 MM NOM SIZE;UPVC;WHITE;LT DUTY; SOCKET MOULDED ONE END;4 M LG;MARKED COMMUNICATIONS CONDUIT;FOR CONTRACTORS USE ONLY; | Conduit & Fittings
30082 | CONDUIT,NONMETALLIC,RIGID | 32 MM NOM SIZE;UPVC;WHITE;LT DUTY; SOCKET MOULDED ONE END;4 M LG;MARKED COMMUNICATIONS CONDUIT;FOR CONTRACTORS USE ONLY; | Conduit & Fittings
30081 | CONDUIT,NONMETALLIC,RIGID | 25 MM NOM SIZE;UPVC;WHITE;LT DUTY; SOCKET MOULDED ONE END;4 M LG;MARKED COMMUNICATIONS CONDUIT;FOR CONTRACTORS USE ONLY; | Conduit & Fittings
30080 | CONDUIT,NONMETALLIC,RIGID | 20 MM NOM SIZE;UPVC;WHITE;LT DUTY; SOCKET MOULDED ONE END;4 M LG;MARKED COMMUNICATIONS CONDUIT;FOR CONTRACTORS USE ONLY; | Conduit & Fittings
30079 | CONDUIT,NONMETALLIC,RIGID | 100 MM NOM SIZE;UPVC;ORANGE;LT DUTY; SOCKET MOULDED ONE END;6 M LG;MARKED ELECTRICITY SUPPLY CABLES;AS2053; FOR CONTRACTORS USE ONLY; | Conduit & Fittings
30078 | CONDUIT,NONMETALLIC,RIGID | 80 MM NOM SIZE;UPVC;ORANGE;LT DUTY; SOCKET MOULDED ONE END;6 M LG;MARKED ELECTRICITY SUPPLY CABLES;AS2053; FOR CONTRACTORS USE ONLY; | Conduit & Fittings
24114 | CONDUIT,NONMETALLIC,RIGID | 50MM WHITE; CONDUIT 90 DEG BEND 300; RAD ID 50MM; TELSTRA/NBN LEAD IN CABLE; | Conduit & Fittings
24113 | CONDUIT,NONMETALLIC,RIGID | 50MM WHITE; CONDUIT STRAIGHT 4.5M LONG; ID 50MM; TELSTRA/NBN LEAD IN CABLE; | Conduit & Fittings
23792 | CONDUIT,NONMETALLIC,RIGID | 200 MM NOM SIZE;UPVC;ORANGE;HEAVY DUTY; SOCKET MOULDED ONE END;6 M LG;MARKED "ELECTRICITY SUPPLY CABLES";AS2053 | Conduit & Fittings
23775 | CONDUIT,NONMETALLIC,RIGID | Bend, 125mm Nom Dia, 30 Deg, 1.83m Rad, UPVC, HD, Socket Moulded One End, Orange, AS2053 | Conduit & Fittings
23339 | CONDUIT,NONMETALLIC,RIGID | UPVC, 125mm Nom, 4m Lg, HD, Orange, Solid Wall Construction, Socket Moulded One End, Marked "ELECTRICITY SUPPLY CABLES", AS2053, Pack of 38 | Conduit & Fittings
30077 | CONDUIT,NONMETALLIC,RIGID | 150 MM NOM SIZE;UPVC;ORANGE;HVY DUTY; SOCKET MOULDED ONE END;4 M LG;MARKED ELECTRICITY SUPPLY CABLES;AS2053; | Conduit & Fittings
21199 | CONDUIT,NONMETALLIC,RIGID | 50 MM NOM SIZE;UPVC;ORANGE;HEAVY DUTY; SOCKET MOULDED ONE END;4 M LG;MARKED ELECTRICAL SUPPLY CABLE;AS2053; | Conduit & Fittings
20641 | CONDUIT,NONMETALLIC,RIGID | 100 MM NOM SIZE;UPVC;WHITE;MEDIUM DUTY; SOCKET MOULDED ONE END;6 M LG;MARKED COMMUNICATIONS CONDUIT;CRATE QTY 57 LENGTHS,PACK WEIGHT 585 KG; | Conduit & Fittings
20196 | CONDUIT,NONMETALLIC,RIGID | 200 MM NOM SIZE;UPVC;ORANGE;CLASS 6; LIGHT DUTY;SOCKET MOULDED ONE END; 4 M LG;MARKED ELECTRICITY SUPPLY CABLES; SOLID WALL; CLASS 6 PIPE AS1477; PACK 10 | Conduit & Fittings
19931 | CONDUIT,NONMETALLIC,RIGID | 125 MM NOM SIZE;UPVC;ORANGE;LT DUTY; SOCKET MOULDED ONE END;6 M LG;MARKED ELECTRICITY SUPPLY CABLES;AS2053; PACK OF 38,PACK WEIGHT 494 KG; | Conduit & Fittings
19751 | CONDUIT,NONMETALLIC,RIGID | 200 MM NOM DIA;UPVC;WHITE;SOCKET MOULDED ONE END;6 M LG;PN6 PRESSURE PIPE;TO AS1477;PACK OF 10,PACK WEIGHT 360 KG; | Conduit & Fittings
18131 | CONDUIT,NONMETALLIC,RIGID | 40 MM NOM SIZE;UPVC;ORANGE;HVY DUTY; SOCKET MOULDED ONE END;4 M LG;AS2053; PACK OF 330,PACK WEIGHT 735 KG; | Conduit & Fittings
18130 | CONDUIT,NONMETALLIC,RIGID | 100 MM NOM SIZE;UPVC;ORANGE;HVY DUTY; SOCKET MOULDED ONE END;4 M LG;MARKED "ELECTRICITY SUPPLY CABLES";AS2053; PACK OF 57,PACK WEIGHT 540 KG; | Conduit & Fittings
18129 | CONDUIT,NONMETALLIC,RIGID | 80 MM NOM SIZE;UPVC;ORANGE;LIGHT DUTY; SOCKET MOULDED ONE END;4.5 M LG;MARKED "ELECTRICITY SUPPLY CABLES";AS2053; PACK OF 100,PACK WEIGHT 489 KG; | Conduit & Fittings
18128 | CONDUIT,NONMETALLIC,RIGID | 100 MM NOM SIZE;UPVC;ORANGE;LIGHT DUTY; SOCKET MOULDED ONE END;4.5 M LG;MARKED "ELECTRICITY SUPPLY CABLES";AS2053; PACK OF 57,PACK WEIGHT 452 KG; | Conduit & Fittings
18127 | CONDUIT,NONMETALLIC,RIGID | 125 MM NOM SIZE;UPVC;ORANGE;LIGHT DUTY; SOCKETMOULDED ONE END;4.5 M LG;MARKED 'ELECTRICITY SUPPLY CABLES";AS2053; PACK OF 38,PACK WEIGHT 380 KG; | Conduit & Fittings
18126 | CONDUIT,NONMETALLIC,RIGID | 150 MM NOM SIZE;UPVC;ORANGE;LIGHT DUTY; SOCKET MOULDED ONE END;4.5 M LG;MARKED "ELECTRICITY SUPPLY CABLES";AS2053;PACK OF 26,PACK WEIGHT 407 KG; | Conduit & Fittings
16914 | CONDUIT,NONMETALLIC,RIGID | 80 MM NOM SIZE;UPVC;WHITE;CLASS 12; SOCKET NOT NECESSARY;3.0 M SPECIAL LG; SPLIT LENGTH;AS1477;USED FOR PROTECTION OF CABLE;PACK OF 10,PACK WEIGHT 56 KG; | Conduit & Fittings
16912 | CONDUIT,NONMETALLIC,RIGID | 40 MM,NOM SIZE;UPVC;GREY;MED DUTY;SOCKET MOULDED ONE END;4 M LG;AS2053;PACK OF 330,PACK WEIGHT 585 KG; | Conduit & Fittings
15314 | CONDUIT,NONMETALLIC,RIGID | 100 MM NOM SIZE;UPVC;WHITE;CLASS 12;HALF SECTION WITH INTEGRAL SOCKET;6 M LG,(1 X 6 M LG = 2 PIECES);AS1477,PTS 1-6 INCL; USED IN PAIRS FOR THE PROTECTION OF | Conduit & Fittings
30076 | CONDUIT,NONMETALLIC,RIGID | 80 MM NOM SIZE;UPVC;ORANGE;HVY DUTY; SOCKET MOULDED ONE END;4 M LG;MARKED ELECTRICITY SUPPLY CABLES;AS2053; FOR CONTRACTORS USE ONLY; | Conduit & Fittings
30075 | CONDUIT,NONMETALLIC,RIGID | 63 MM NOM SIZE;UPVC;ORANGE;HVY DUTY; SOCKET MOULDED ONE END;4 M LG;MARKED ELECTRICITY SUPPLY CABLES;AS2053; FOR CONTRACTORS USE ONLY; | Conduit & Fittings
30074 | CONDUIT,NONMETALLIC,RIGID | 30 MM NOM SIZE;UPVC;ORANGE;HVY DUTY; SOCKET MOULDED ONE END;4 M LG;MARKED ELECTRICITY SUPPLY CABLES;AS2053; FOR CONTRACTORS USE ONLY; | Conduit & Fittings
30073 | CONDUIT,NONMETALLIC,RIGID | 25 MM NOM SIZE;UPVC;ORANGE;HVY DUTY; SOCKET MOULDED ONE END;4 M LG;MARKED ELECTRICITY SUPPLY CABLES;AS2053; FOR CONTRACTORS USE ONLY; | Conduit & Fittings
30072 | CONDUIT,NONMETALLIC,RIGID | 20 MM NOM SIZE;UPVC;ORANGE;HVY DUTY; SOCKET MOULDED ONE END;4 M LG;MARKED ELECTRICITY SUPPLY CABLES;AS2053; FOR CONTRACTORS USE ONLY; | Conduit & Fittings
30071 | CONDUIT,NONMETALLIC,RIGID | 50 MM NOM SIZE;UPVC;GREY;MED DUTY; SOCKET MOULDED ONE END;4 M LG;AS2053; FOR CONTRACTORS USE ONLY; | Conduit & Fittings
30070 | CONDUIT,NONMETALLIC,RIGID | 32 MM NOM SIZE;UPVC;GREY;MED DUTY; SOCKET MOULDED ONE END;4 M LG;AS2053; FOR CONTRACTORS USE ONLY; | Conduit & Fittings
21418 | CONNECTOR | Type PSBJ 4/15/6, Female Test Socket Connector, Insulated, Transparent, suit Terminal Types UK6N & UK10N, Pack of 10 | Hardware & Tools
21417 | CONNECTOR | Type PSB 4/7/6, Female Test Socket Connector, Silver, suit Terminal Type UK6N & UK10N, Pack of 100 | Hardware & Tools
15722 | CONNECTOR ASSEMBLY,ELECTRICAL. | 4 PIN FEMALE CONNECTOR;PANEL MTG;FOR USE WITH REMOTE CONTROL EXTENSION STATION; FOR PMR'S & CB'S;PACK OF 1; | Misc Non-Contract Items
17404 | CONNECTOR ASSEMBLY,ELECTRICAL. | Splice for ABB SLBM, Connecting of 2 x 240mm2 Cables (max), Set of 3 | Busbar and Fittings
2479517 | CONNECTOR ASSEMBLY,ELECTRICAL. | 4-Hole Pad Tee, Al, 50mm Main Run Pipe to 50mm Center Palm Pad c/w 4 x 14mm Holes | Busbar and Fittings
2479509 | CONNECTOR ASSEMBLY,ELECTRICAL. | Bus Support, Slip/Rigid Fit, Al, 50mm Pipe to 3" Bolt Circle, Horizontal | Busbar and Fittings
23312 | CONNECTOR ASSEMBLY,ELECTRICAL. | CONNECTOR, POLE CROSS; SAK6N; LINK FOR MODULAR TERMINAL; PRE-ASSEMBLED; POLES-10; COMPATIBLE WITH GRAIL AND DIN RAIL; | Misc Non-Contract Items
2479525 | CONNECTOR ASSEMBLY,ELECTRICAL. | Tee, Al, 90 Deg, 50mm Main Run Pipe to 50mm Pipe Tap | Busbar and Fittings
2479541 | CONNECTOR ASSEMBLY,ELECTRICAL. | Bus to Pad Expansion Terminal, w/Guide, Al, 50mm Pipe to Center Formed 4-Hole # 5 Pad c/w Earth Stirrup | Busbar and Fittings
2479558 | CONNECTOR ASSEMBLY,ELECTRICAL. | Elbow Coupler, Al, 90 Deg, 50mm Pipe | Busbar and Fittings
2479533 | CONNECTOR ASSEMBLY,ELECTRICAL. | Bus to Pad Expansion Terminal, w/Guide, Al, 50mm Pipe to Center Formed 4-Hole # 5 Pad | Busbar and Fittings
6507 | CONNECTOR BAR,ELECTRICAL | NEUTRAL;TINNED;FLAT COPPER BAR;65 MM LG, 25.4 MM W,4.76 MM THK;CONNECTING NEUTRALS IN 3 WAY URD SERVICE PILLARS,UJ MANUAL 1.104D & 1.107D; | Fabricated Metalware
6508 | CONNECTOR BAR,ELECTRICAL | PHASE;FLAT ALUMINIUM BAR;80 MM LG, 40 MM W,6 MM THK;415 V,400 A;2 X 13 MM DIA BOLT HOLES;100 PER BAG;PACK WEIGHT 5.5 KG;FOR CONNECTING PHASES IN 3 WAY | Fabricated Metalware
10488 | CONNECTOR BAR,ELECTRICAL | SURGE DIVERTER CONNECTION;COPPER, HARD DRAWN;25 MM W,100 MM LG; 2 HOLES 13 & 11 MM DIA;BAG OF 100, PACK WEIGHT 6.0 KG;U/W LV SURGE | Fabricated Metalware
10487 | CONNECTOR BAR,ELECTRICAL | SURGE DIVERTER CONNECTION;COPPER, HARD DRAWN;25 MM W,75 MM LG;;2 X 11 MM DIA HOLES;BAG OF 50,PACK WEIGHT 3 KG; SURGE FOR U/W LV DIVERTER TO EARTH | Fabricated Metalware
10381 | CONNECTOR BAR,ELECTRICAL | SURGE DIVERTER CONNECTION & OPERATIONAL EARTH ATTACHMENT;TWISTED & TINNED COPPER BAR;25 MM X 6 MM;BAG OF 10;U/W 11 KV HEAT SHRINK POLE TERMINATIONS;UJ MANUAL | Fabricated Metalware
10489 | CONNECTOR BAR,ELECTRICAL | SURGE DIVERTER CONNECTION;COPPER, HARD DRAWN;40 MM W,100 MM LG; 2 HOLES 12 & 18 MM DIA;FOR U/W LV SURGE DIVERTER TO TRANSFORMER BUSHING PALM; | Fabricated Metalware
18206 | CONNECTOR BAR,ELECTRICAL | 7 HOLE NEUTRAL LINK;500 V;165 AMP; PACK OF 1; | Hardware & Tools
18028 | CONNECTOR BAR,ELECTRICAL | 7 HOLE NEUTRAL LINK;BLACK PLASTIC COVER; C/W INSULATED STANDOFF;PACK OF 1; | Hardware & Tools
16033 | CONNECTOR BAR,ELECTRICAL | HIGH VOLTAGE ISOLATION LINK;15 KV TEST; 4 WAY WITH LINKS & COVERS;AUSTEL APPROVED; | Misc Non-Contract Items
15637 | CONNECTOR SET,ELECTRICAL | SLIP BASE CONNECTOR TYPE;2 FEMALE & 2 MALE CONNECTORS;W/2 LENGTHS OF RED & 2 LENGTHS OF BLACK HEAT SHRINK,30 MM LG; PACK OF 10; | Hardware & Tools
22948 | CONNECTOR,BRASS | FOR 11 KV ERGON UG TRIPLEX JOINT CONNECTOR;BRASS;SUIT 16-70 SQ MM COPPER SCREEN WIRES;C/W 2 X SHEAR SCREWS CONNECTORS;USE AS ADDITIONAL | Misc Non-Contract Items
4670 | CONNECTOR,BUSBAR | FLEXIBLE,BRAIDED WITH TINNED COPPER PALMS DRILLED WITH 3 X 14 MM HOLES; 315 MM LG,45 MM W,10 MM THK;PACK OF 1; | Busbar and Fittings
9913 | CONNECTOR,BUSBAR | 50 MM OD TUBE TO FLAT,TERMINAL LUG STYLE C4 TO DWG NO 1888-A4,NO 6 PALM SIZE; PACK OF 1; | Busbar and Fittings
9912 | CONNECTOR,BUSBAR | 38 MM OD TUBE TO FLAT,TERMINAL LUG STYLE C3U TO DWG NO 1888-A4,NO 6 PALM SIZE UNDRILLED;PACK OF 1; | Busbar and Fittings
9911 | CONNECTOR,BUSBAR | 38 MM OD TUBE TO FLAT,TERMINAL LUG STYLE C3 TO DWG NO 1888-A4,NO 6 PALM SIZE; PACK OF 1; | Busbar and Fittings
9910 | CONNECTOR,BUSBAR | 25 MM OD TUBE TO FLAT,TERMINAL LUG STYLE C2U TO DWG NO 1888-A4,NO 6 PALM SIZE UNDRILLED;PACK OF 1; | Busbar and Fittings
18040 | CONNECTOR,BUSBAR | COPPER;38 MM OD BUSBAR TO FLAT;M12 S/S BOLTS;PACK OF 1; | Busbar and Fittings
18039 | CONNECTOR,BUSBAR | ALUMINIUM;41.3 MM OD TUBE;CLAMPED TO STATION POST INSULATOR;PACK OF 1; | Busbar and Fittings
18023 | CONNECTOR,BUSBAR | ALUMINIUM;PARALLEL CLAMP;CABLE TO CABLE; PACK OF 1; | Busbar and Fittings
17880 | CONNECTOR,BUSBAR | 25 MM OD TUBE CLAMPED TO STATION POST INSULATORS,BUSBAR SUPPORT CLAMP;STYLE CZ TO DWG 1893-A4;PACK OF 1; | Busbar and Fittings
17845 | CONNECTOR,BUSBAR | 38 MM OD TUBE RUN TO TAP 15-75 MM TO 20-25 MM DIA CABLE;PACK OF 1; | Busbar and Fittings
17844 | CONNECTOR,BUSBAR | 25 MM OD TUBE RUN TO TAP 15-75 MM TO 20-25 MM DIA CABLE;PACK OF 1; | Busbar and Fittings
17651 | CONNECTOR,BUSBAR | 48 MM OD TUBE TO FLAT;TERMINAL PALM UNDRILLED;PACK OF 1; | Busbar and Fittings
17644 | CONNECTOR,BUSBAR | 27 MM OD TUBE FLAT;TERMINAL PALM UNDRILLED;PACK OF 1; | Busbar and Fittings
16817 | CONNECTOR,BUSBAR | 25.4 MM OD TUBE TO 25.4 MM OD TUBE STRAIGHT CONNECTOR;PACK OF 1; 4 BOLT CONNECTOR; | Busbar and Fittings
16816 | CONNECTOR,BUSBAR | 38.1 MM OD TUBE TO 38.1 MM OD TUBE STRAIGHT CONNECTOR; | Busbar and Fittings
9921 | CONNECTOR,BUSBAR | 37/2.25 - 61/2.25 CABLE TO FLAT,TERMINAL LUG STYLE C1U TO DWG NO 1894-A4,NO 6 PALM SIZE UNDRILLED;PACK OF 1; | Busbar and Fittings
9920 | CONNECTOR,BUSBAR | 38 MM OD TUBE CLAMPED TO STATION POST INSULATORS,BUSBAR SUPPORT CLAMP STYLE C1 TO DWG NO 1893-A4;PACK OF 1; | Busbar and Fittings
9919 | CONNECTOR,BUSBAR | 38 MM OD TUBE RUN TO 19/1.53 - 19/2.52 CABLE TAP,TEE CONNECTOR STYLE C1 TO DWG NO 1892-A4;PACK OF 1; | Busbar and Fittings
18211 | CONNECTOR,BUSBAR | TEE-CONNECTOR;150-240 SQ MM CABLE TO 25 -70 SQ MM CABLE;PACK OF 1; | Busbar and Fittings
18209 | CONNECTOR,BUSBAR | 25 MM OD TUBE TO 150 SQ MM TO 240 SQ MM CABLE;STRAIGHT;COPPER;PACK OF 1; | Busbar and Fittings
18208 | CONNECTOR,BUSBAR | 70 SQ MM TO 150 SQ MM CABLE,TO 25 SQ MM TO 70 SQ MM CABLE;PACK OF 1; | Busbar and Fittings
18201 | CONNECTOR,BUSBAR | TUBE TO FLAT;25 MM TUBE;COPPER; PACK OF 1; | Busbar and Fittings
18200 | CONNECTOR,BUSBAR | 50 MM TUBE;BUSBAR SUPPORT CLAMP;COPPER; PACK OF 1; | Busbar and Fittings
18185 | CONNECTOR,BUSBAR | TUBE CONNECTOR;COPPER;BOLTED CLAMP TYPE;TO SUIT 50.8 MM TO 50.8 MM TEE CONNECTOR;50 MM RUN WITH 50 MM TEE-OFF; PACK OF 1; | Busbar and Fittings
9918 | CONNECTOR,BUSBAR | 38 MM OD TUBE TO 37/2.25 - 61/2.25 CABLE ,END CONNECTOR STYLE C2 TO DWG NO 1891 -A4;PACK OF 1; | Busbar and Fittings
9917 | CONNECTOR,BUSBAR | 38 MM OD TUBE TO 19/1.53 - 19/2.52 CABLE ,END CONNECTOR STYLE C1 TO DWG NO 1891 -A4; | Busbar and Fittings
18353 | CONNECTOR,BUSBAR | ALUMINIUM;CABLE TEE CONNECTOR;HALF TEE- OFF;800 AMP PALM;COMPRESSION;SINGLE CABLE TEE-OFF;TO SUIT 37/3.75 AAC ALUMINIUM CABLE;REFER ENERGEX DWG LOSTD- | Busbar and Fittings
18351 | CONNECTOR,BUSBAR | ALUMINIUM;END CONNECTOR;HORIZONTAL PALM; 3150 AMP PALM;WELDED TO BUSBAR;TO SUIT 125 MM ALUMINIUM BUSBAR;REFER ENERGEX DWG LOSTD-EC023-01;PACK OF 30; | Busbar and Fittings
18350 | CONNECTOR,BUSBAR | ALUMINIUM;TEE-OFF;3150 AMP PALM;WELDED TO BUSBAR;TO SUIT 125 MM ALUMINIUM BUSBAR;REFER ENERGEX DWG LOSTD-EC022-01; PACK OF 6; | Busbar and Fittings
18335 | CONNECTOR,BUSBAR | ALUMINIUM;END CONNECTOR;VERTICAL PALM; 165 MM LG X 60 MM W;WELDED TO BUSBAR; 50 MM X 50 MM CENTRES ON PALM;TO SUIT 40 MM ALUMINIUM BUSBAR;REFER ENERGEX | Busbar and Fittings
18334 | CONNECTOR,BUSBAR | ALUMINIUM;END CONNECTOR;HORIZONTAL PALM; WELDED TO BUSBAR;50 MM X 50 MM CENTRES ON PALM;BUSBAR HEIGHT 185 MM;TO SUIT 80 MM & 100 MM ALUMINIUM BUSBAR;REFER | Busbar and Fittings
18333 | CONNECTOR,BUSBAR | ALUMINIUM;END CONNECTOR;HORIZONTAL PALM;WELDED TO BUSBAR;50 MM X 50 MM CENTRES ON PALM;TO SUIT 80 MM & 100 MM ALUMINIUM BUSBAR;REFER ENERGEX DWG | Busbar and Fittings
18332 | CONNECTOR,BUSBAR | ALUMINIUM;END CONNECTOR;HORIZONTAL PALM;WELDED TO BUSBAR;TO SUIT 40 MM BUSBAR;REFER ENERGEX DWG LOSTD-EC011-02 ; | Busbar and Fittings
18331 | CONNECTOR,BUSBAR | ALUMINIUM;END CONNECTOR;HORIZONTAL PALM;2000 AMP PALM;WELDED TO BUSBAR;TO SUIT 80 MM & 100 MM ALUMINIUM BUSBAR; REFER ENERGEX DWG LOSTD-EC011-01; | Busbar and Fittings
18314 | CONNECTOR,BUSBAR | CABLE TEE CONNECTOR;ALUMINIUM;HALF TEE- OFF;1000 AMP PALM;COMPRESSION;SINGLE CABLE TEE-OFF;TO SUIT 37/3.75 AAC ALUM CABLE;REFER ENERGEX DWG LOSTD-EC008-02; | Busbar and Fittings
21852 | CONNECTOR,BUSBAR | 40 MM OD TUBE TO FLAT;TINNED;TERMINAL PALM DRILLED;PACK OF 1;USED ON 110 KV CABLE SEALING END; | Busbar and Fittings
21151 | CONNECTOR,BUSBAR | BUSBAR;1 POLE;12 WAY PIN BUS BAR; PACK OF 1; | Hardware & Tools
20264 | CONNECTOR,BUSBAR | 25 MM TUBE TO 70-150 SQ MM CABLE;COPPER BUSBAR TO CABLE;TEE CONNECTOR; PACK OF 1; | Busbar and Fittings
20263 | CONNECTOR,BUSBAR | 25 MM TUBE TO 70-150 SQ MM CABLE;COPPER BUSBAR TO CABLE;STRAIGHT CONNECTOR; PACK OF 1; | Busbar and Fittings
20139 | CONNECTOR,BUSBAR | COPPER;38 MM TUBE TO RIGHT ANGLE PALM; 50 MM X 50 MM HOLE CENTRES; | Busbar and Fittings
19893 | CONNECTOR,BUSBAR | 50 MM TUBE TO RIGHT ANGLE PALM;COPPER; 50 MM X 50 MM HOLE CENTRES; | O/Head Line
19411 | CONNECTOR,BUSBAR | BUSBAR 240/415 V;SINGLE POLE;16 SQ MM; 1000 MM LG;56 POLE POSITIONS;USED IN COMMUNICATIONS INSTALLATIONS;TO SUIT SIEMENS CIRCUIT BREAKERS TYPE 5SX2; | Busbar and Fittings
18313 | CONNECTOR,BUSBAR | CABLE TEE CONNECTOR;ALUMINIUM;TEE-OFF; 100 AMP PALM;COMPRESSION;DOUBLE CABLE TEE-OFF;TO SUIT 37/3.75 AAC ALUMINIUM CABLE;REFER ENERGEX DWG LOSTD-EC008-01; | Busbar and Fittings
18310 | CONNECTOR,BUSBAR | ALUMINIUM;TEE-OFF;800 AMP PALM;WELDED TO BUSBAR;TO SUIT 80 MM ALUMINIUM BUSBAR ;REFER ENERGEX DWG LOSTD-006-03; PACK OF 3; | Busbar and Fittings
18309 | CONNECTOR,BUSBAR | ALUMINIUM;TEE-OFF;1250 AMP PALM;WELDED TO BUSBAR;TO SUIT 80 MM ALUMINIUM BUSBAR ;REFER ENERGEX DWG LOSTD-EC006-02; | Busbar and Fittings
18308 | CONNECTOR,BUSBAR | ALUMINIUM;TEE-OFF;2000 AMP PALM;WELDED TO BUSBAR;TO SUIT 80 MM ALUMINIUM BUSBAR ;REFER ENERGEX DWG LOSTD-EC006-01; | Busbar and Fittings
18301 | CONNECTOR,BUSBAR | FLEXIBLE CONNECTION;C/W LOAD SPREADING PLATE;400 AMP;TOTAL LENGTH 520 MM;TO SUIT33 KV MAGRINI CIRCUIT BREAKERS;REFER ENERGEX DWG LOSTD-EC002-01; | Busbar and Fittings
18283 | CONNECTOR,BUSBAR | TUBE CONNECTOR;COPPER;BOLTED CLAMP TYPE;TO SUIT 27 MM OD BUSBAR;10 MM S/S BOLTS;TUBE TO BUSBAR TO FLAT ADAPTOR; PACK OF 1; | Busbar and Fittings
18269 | CONNECTOR,BUSBAR | 50 MM TUBE RUN TO 38 MM TUBE TAP;TEE- CONNECTOR;COPPER;PACK OF 1; | Busbar and Fittings
23747 | CONNECTOR,BUSBAR | BUSBAR, 1 POLE, 10 WAY; TO SUIT CBI CIRCUIT BREAKERS; STOCK CODES 23741 TO 23746; QYBB10X; 180MM IN LENGTH; | Busbar and Fittings
23210 | CONNECTOR,BUSBAR | FLAT PALM CONNECTOR;BUSBAR; TUBULAR COPPER BUSBAR;ADAPTOR PALM | Busbar and Fittings
22742 | CONNECTOR,BUSBAR | 6 SQ MM;CLASS 5 FLEXIBLE CABLE;RED/BLACK ;84/0.3;CLEAR OUTER SHEATH;100 M ROLL; FOR TELECOMMUNICATIONS WORK; | Busbar and Fittings
22688 | CONNECTOR,BUSBAR | SPECIAL USE;1340 AMP RATED FLEXIBLE BRAIDED WITH TINNED CU PALMS DRILLED;1 X 14 MM HOLE;UG CABLE SIDE;2 X 18 MM HOLES TX SIDE;315 MM LG O/A;42 MM W,25 MM THK | Busbar and Fittings
22589 | CONNECTOR,BUSBAR | 38.1 MM OD TUBE RUN TO TAP;15.75 MM TO 20.25 MM DIA CABLE;PACK OF 1; | O/Head Line
22588 | CONNECTOR,BUSBAR | 80 MM TUBE RUN TO 80 MM TUBE TAP;TEE CONNECTOR;ALUMINIUM;PACK OF 1; | Busbar and Fittings
22463 | CONNECTOR,BUSBAR | 38 MM OD;TUBE RUN TO 25 MM OD TUBE REDUCER CONNECTOR;4 BOLT CONNECTOR; PACK OF 1;USED IN SUBSTNS; | Busbar and Fittings
21956 | CONNECTOR,BUSBAR | 25 MM OD;TUBE RUN TO 38 MM OD TUBE TAP TEE CONNECTOR;PACK OF 1;USED IN SUBSTNS ; | Busbar and Fittings
22301 | CONNECTOR,BUSBAR | ALUMINIUM;ADAPTOR PLATE;190 MM LG X 120 MM W X 25 MM THK;33 KV POST INSULATOR TO DOUBLE CABLE SPACER;USED IN SUBSTNS; | Busbar and Fittings
22300 | CONNECTOR,BUSBAR | ALUMINIUM;ADAPTOR PLATE;190 MM LG X 120 MM W X 25 MM THK;33 KV POST INSULATOR TO TRIPLE CABLE SPACER;USED IN SUBSTNS; | Busbar and Fittings
21957 | CONNECTOR,BUSBAR | ALUMINIUM;TEE-OFF;2000 AMP PALM;WELDED TO BUSBAR;TO SUIT 125 MM ALUMINIUM BUSBAR;USED IN SUBSTNS; | Busbar and Fittings
21955 | CONNECTOR,BUSBAR | ALUMINIUM;TEE-OFF;2000 AMP PALM;WELDED TO BUSBAR;USED IN SUBSTNS; | Busbar and Fittings
22408 | CONNECTOR,BUSBAR | ALUMINIUM;PALM CLAMPS FUSESAVER DEVICE TO THE LINE BOLTED TO FUSESAVER; 185 MM W X 183 MM LG X 75 MM;PACK OF 4, PACK WEIGHT 1.49 KG; | Switchgear Distribution
18268 | CONNECTOR,BUSBAR | 38 MM TUBE RUN TO 25 MM TUBE TAP;TEE- CONNECTOR;COPPER; | Busbar and Fittings
18267 | CONNECTOR,BUSBAR | PALM TO CABLE;35 SQ MM TO 95 SQ MM CABLE ;UNDRILLED PALM;COPPER;PACK OF 1; | Busbar and Fittings
18266 | CONNECTOR,BUSBAR | 25 MM TUBE TO 25 MM TUBE;STRAIGHT CONNECTOR;COPPER; | Busbar and Fittings
18265 | CONNECTOR,BUSBAR | TUBE TO FLAT;50 MM TUBE;COPPER; PACK OF 1; | Busbar and Fittings
18236 | CONNECTOR,BUSBAR | COPPER;38 MM TUBE TO FLAT; PACK OF 1; | Busbar and Fittings
18232 | CONNECTOR,BUSBAR | FLAT PALM TO CABLE;COPPER;STRAIGHT CONNECTOR;CABLE 150 TO 240 SQ MM;PALM SUPPLIED UNDRILLED;PACK OF 1; | Busbar and Fittings
18231 | CONNECTOR,BUSBAR | FLAT PALM TO CABLE;COPPER;STRAIGHT CONNECTOR;CABLE 70 TO 150 SQ MM;PALM SUPPLIED UNDRILLED;PACK OF 1; | Busbar and Fittings
18226 | CONNECTOR,BUSBAR | BUSBAR TO CABLE;COPPER;TEE-CONNECTOR; 25 MM TUBE TO 20-95 SQ MM CABLE; PACK OF 1; | Busbar and Fittings
18595 | CONNECTOR,BUSBAR | 100 MM TUBE RUN TO 100 MM TUBE TAP;TEE CONNECTOR;ALUMINIUM;PACK OF 1; | Busbar and Fittings
18562 | CONNECTOR,BUSBAR | PALM TO CABLE;150 SQ MM TO 300 SQ MM CABLE,PALM 105 MM LONG,50 MM WIDE,12 MM THICK, UNDRILLED, ALUMINIUM; | Busbar and Fittings
18548 | CONNECTOR,BUSBAR | STRAIGHT CONNECTOR; FLAT PALM TO 150-240 SQ MM CABLE; ALUMINIUM; PACK OF 1; | Busbar and Fittings
18458 | CONNECTOR,BUSBAR | PALM TO CABLE;240 SQ MM TO 400 SQ MM CABLE,UNDRILLED;COPPER;PACK OF 1; | Busbar and Fittings
18457 | CONNECTOR,BUSBAR | 50 MM TUBE TO FLAT PALM;50 MM X 50 MM HOLE CENTRES;COPPER;PACK OF 1; | Busbar and Fittings
18455 | CONNECTOR,BUSBAR | 50 MM TUBE TO 50 MM TUBE;STRAIGHT CONNECTOR;COPPER;PACK OF 1; | Busbar and Fittings
18357 | CONNECTOR,BUSBAR | ALUMINIUM;TEE-OFF;1250 AMP PALM;WELDED TO BUSBAR;TO SUIT 125 MM O.D. ALUMINIUM BUSBAR;REFER ENERGEX DWG LOSTD-EC025-01; | Busbar and Fittings
9916 | CONNECTOR,BUSBAR | 38 MM OD TUBE RUN TO 38 MM OD TUBE TAP, TEE CONNECTOR STYLE C2 TO DWG NO 1890-A4 ;PACK OF 1; | Busbar and Fittings
18987 | CONNECTOR,BUSBAR | 30.2 MM OD TUBE TO FLAT;TERMINAL PALM UNDRILLED;PACK OF 1; | Busbar and Fittings
18674 | CONNECTOR,BUSBAR | 40 MM OD BUSBAR;SUPPORT CLAMP;76 MM PCD MTG;ALUMINIUM; | Busbar and Fittings
12078 | CONNECTOR,CABLE,ELECTRICAL | PLUG,FEMALE,TELEPHONE;PLASTIC;IVORY; TERMINATES STD 4 CORE TELEPHONE CABLE; USED IN MINI-SACS EQUIPMENT;PACK OF 50; | Hardware & Tools
21371 | CONNECTOR,CABLE,ELECTRICAL | 33 KV;DEADBREAK ELBOW TYPE;TO SUIT 33 KV ,50 SQ MM SINGLE CORE XLPE CABLE;C/W 1 X TEE CONNECTOR-400BT/G,1 X CABLE REDUCER-411 CA-22,1 X CLAMPING SCREW- | Misc Non-Contract Items
22166 | CONNECTOR,CABLE,ELECTRICAL | 33 KV;GIS CABLE TERMINATION;TYPE 2 PLUG- IN CONNECTOR;SUIT 185 SQ MM STRANDED CU XLPE/LY/HDPE;3 PHASE KIT;PACK OF 1, PACK WEIGHT 10.5 KG; | U/G Equipment
25360 | CONNECTOR,CABLE,ELECTRICAL | 33 KV;DEAD BREAK ELBOW TERMINATION; BOLTED TYPE 2 (630 AMP); 95 SQ MM CSA; 28.9MM-40MM DIA OVER INSULATION;NO EARTH U/W SKID SUBS; CB 36-630 ELBOWS; | Substation
25361 | CONNECTOR,CABLE,ELECTRICAL | 33 KV;DEAD BREAK ELBOW TERMINATION; BOLTED TYPE 1 (630AMP); 95 SQ MM CSA; 28.9MM-40MM DIA OVER INSULATION; EARTHS CONNECTED; U/W SKID SUBSTATIONS; | Substation
25365 | CONNECTOR,CABLE,ELECTRICAL | 11 KV;DEAD BREAK ELBOW TERMINATION; BOLTED TYPE C1 (630 AMP); 95SQMM CSA; 28.9MM-40MM DIA OVER INSULATION; U/W SKID SUBS; 3 PHASE KIT, 1 KIT = 3 X TERM | Substation
25364 | CONNECTOR,CABLE,ELECTRICAL | 11KV;DEAD BREAK ELBOW TERMINATION; BOLTED TYPE C2; 300SQMM CSA; 28.9MM-40MM DIA OVER INSULATION; NO EARTHS; U/W SKID SUBS; 3 PHASE KIT, 1 KIT = 3 TERMINATION | Substation
25363 | CONNECTOR,CABLE,ELECTRICAL | 11KV;DEAD BREAK ELBOW TERMINATION; BOLTED TYPE C2; 300SQMM CSA;28.9MM-40MM DIA OVER INSULATION; EARTHS CONNECTED; U/W SKID SUBS; 3 PHASE KIT, 1 KIT = | Substation
25362 | CONNECTOR,CABLE,ELECTRICAL | 11KV; DEAD BREAK ELBOW TERMINATION; BOLTED TYPE C2; 300SQMM CSA;28.9MM-40MM DIA OVER INSULATION; EARTHS CONNECTED; U/W SKID SUBS; 3 PHASE KIT, 1 KIT = | Substation
25079 | CONNECTOR,CABLE,ELECTRICAL | Mini Hub to MK10H Swap Cable, 600V Rated Cable Constructed from Molex to RJ45, Blue Boot fitted to RJ45 to Indicate Unique Cable, 400mm, CAT5 Cable does not | Meters
24944 | CONNECTOR,CABLE,ELECTRICAL | Smart Hub Y-Cable option; black CAT5E plus RJ45*3; length 65mm x 70mm x 275mm; 600v Y-Cable; AWG26 c/w LSZH external sheath; | Meters
22284 | CONNECTOR,CABLE,ELECTRICAL | 33 KV;GIS CABLE TERMINATION;TYPE 2 PLUG- IN CONNECTOR;SUIT 95 SQ MM STRANDED CU XLPE/CWS/HDPE;3 PHASE KIT; | U/G Equipment
22283 | CONNECTOR,CABLE,ELECTRICAL | 33 KV;GIS CABLE TERMINATION;TYPE 2 PLUG- IN CONNECTOR;SUIT 50 SQ MM STRANDED AL XLPE/CWS/HDPE;3 PHASE KIT; | U/G Equipment
22168 | CONNECTOR,CABLE,ELECTRICAL | 33 KV;DEAD BREAK ELBOW TERMINATION; BOLTED DIN TYPE C (630 AMP);200 KV BIL; 35 SQ MM-95 SQ MM CSA;22.4 MM-33.6 MM DIA OVER INSULATION;C/W MECHANICAL | U/G Equipment
22167 | CONNECTOR,CABLE,ELECTRICAL | 33 KV;DEAD BREAK ELBOW TERMINATION; 200 KV BIL;BOLTED DIN TYPE C 9630 AMP); 150-240 SQ MM CSA;28.9 MM -40 MM DIA OVER INSULATION;C/W MECHANICAL SHEAR | U/G Equipment
17368 | CONNECTOR,CABLE,ELECTRICAL | FIBRE OPTIC;DUPLEX;FOR USE WITH DUPLEX POLYMER FIBRE OPTIC CABLE STOCK CODE 17367 & POLISHING KIT STOCK CODE 17369, 2 POLISHING KITS PER 25 CONNECTORS REQD; | Misc Non-Contract Items
18096 | CONNECTOR,CABLE,ELECTRICAL | 11 KV;DEADBREAK ELBOW;TO SUIT 33 KV 95 SQ MM SINGLE CORE CU XLPE; | Misc Non-Contract Items
18097 | CONNECTOR,CABLE,ELECTRICAL | 33 KV;DEADBREAK ELBOW;TO SUIT 33 KV 95 SQ MM SINGLE CORE CU XLPE; | Misc Non-Contract Items
12952 | CONNECTOR,COMPRESSION | Profile C, Cu, Conductor 70-95mm2, Earth Rod 13mm Dia, Die Set DU1315, Bag of 50 (scm) | O/Head Line
2401802 | CONNECTOR,COMPRESSION | Profile 6, Cu, Conductor 50-70mm2, Earth Rod 13-15mm Dia, Die Set DU1315, Pack of 40 | O/Head Line
2496651 | CONNECTOR,COMPRESSION | C Crimp, Hyground, Cu, 150-240mm2 Run, 50-70mm2 Tap, Stranded Conductor, for Earthing Grid & Reinforcing, Carton of 20 | Subtransmission
18728 | CONNECTOR,COMPRESSION | C Crimp, Hyground, 120-120mm2, Wide Jaw, IEEE Std 837, Dwg EESS-10031-04 | Subtransmission
11163 | CONNECTOR,ELEC POWER CABLE TERMINATION | HORIZONTAL BUS CONNECTION TO NZ INSULATOR O/DOOR TERMINATION FOR 33 KV 400 SQ MM COPPER SINGLE CORE PLYPVC CABLE;FLEXIBLE STIRRUP;38 MM OD TINNED | U/G Equipment
11433 | CONNECTOR,ELEC,PARALLEL COMPRESSION | COMPRESSION TYPE;COPPER;95-120 SQ MM COPPER CONDUCTOR TO 50-120 SQ MM (13-15 MM) EARTH ROD;BOX OF 3;USE BURNDY DIE SET CAT NO.U-997; | Hardware & Tools
12953 | CONNECTOR,ELEC,PARALLEL COMPRESSION | COMPRESSION TYPE;COPPER;50 - 70 SQ MM STRANDED CABLE;50 - 70 SQ MM STRANDED CABLE;BAG OF 50,PACK WEIGHT 3.25 KG;FOR EARTH GRIDS;USE DIE STOCK CODE 15126; | O/Head Line
18727 | CONNECTOR,ELEC,PARALLEL COMPRESSION | COMPRESSION TYPE;COPPER;70-120 MM RUN TO 10-70 MM TAP;FOR EARTH GRIDS; PACK OF 1;REFER SC11429 FOR DIE; | Hardware & Tools
17744 | CONNECTOR,ELEC,PARALLEL COMPRESSION | COMPRESSION TYPE "C" CONNECTOR;16 SQ MM; | Misc Non-Contract Items
4911 | CONNECTOR,ELECTRICAL | POWER TYPE;RD STRAIGHT BODY STYLE; 2 FLAT PIN,T TYPE POLARISED;15 AMP MAX; 32 V MAX;CLEAR PVC SHELL;BOX OF 10; | Hardware & Tools
4940 | CONNECTOR,ELECTRICAL | EXTENSION CORD POWER TYPE;RD STRAIGHT BODY STYLE;3 FLAT PIN;10 AMP MAX;250 V MAX;CLEAR PVC SHELL;PACK OF 10;SUIT 0.75 SQ MM & 1 SQ MM ORDINARY DUTY | Hardware & Tools
451534 | CONNECTOR,ELECTRICAL | CORD EXTENSION SOCKET;10 AMP GREY; 3 PIN;PACK OF 10; | Misc Non-Contract Items
21983 | CONNECTOR,ELECTRICAL | POWERLOCK PANEL DRAIN;400 AMP GREEN; SP HIGH CURR CONNECTORS;MAX RATED VOLTAGE 2 KV AC/3 KV DC;OPERATING TEMP -30 DEG C TO + 125 DEG C;IP67;GENERATOR | Mobile Generation
21997 | CONNECTOR,ELECTRICAL | POWERLOCK LINE DRAIN;400 AMP WHITE; SP HIGH CURR CONNECTORS;MAX RATED VOLTAGE 2 KV AC/3 KV DC;OPERATING TEMP -30 DEG C TO + 125 DEG C;IP67;GENERATOR | Mobile Generation
21996 | CONNECTOR,ELECTRICAL | POWERLOCK LINE DRAIN;400 AMP RED; SP HIGH CURR CONNECTORS;MAX RATED VOLTAGE 2 KV AC/3 KV DC;OPERATING TEMP -30 DEG C TO + 125 DEG C;IP67;GENERATOR | Mobile Generation
21995 | CONNECTOR,ELECTRICAL | POWERLOCK LINE DRAIN;400 AMP GREEN; SP HIGH CURR CONNECTORS;MAX RATED VOLTAGE 2 KV AC/3 KV DC;OPERATING TEMP -30 DEG C TO + 125 DEG C;IP67;GENERATOR | Mobile Generation
21994 | CONNECTOR,ELECTRICAL | POWERLOCK LINE DRAIN;400 AMP COTTER PIN; SP HIGH CURR CONNECTORS;MAX RATED VOLTAGE 2 KV AC/3 KV DC;OPERATING TEMP -30 DEG C TO + 125 DEG C;IP67;GENERATOR | Mobile Generation
21993 | CONNECTOR,ELECTRICAL | POWERLOCK LINE DRAIN;400 AMP BLUE; SP HIGH CURR CONNECTORS;MAX RATED VOLTAGE 2 KV AC/3 KV DC;OPERATING TEMP -30 DEG C TO + 125 DEG C;IP67;GENERATOR | Mobile Generation
21992 | CONNECTOR,ELECTRICAL | POWERLOCK LINE DRAIN;400 AMP BLACK; SP HIGH CURR CONNECTORS;MAX RATED VOLTAGE 2 KV AC/3 KV DC;OPERATING TEMP -30 DEG C TO + 125 DEG C;IP67;GENERATOR | Mobile Generation
21990 | CONNECTOR,ELECTRICAL | POWERLOCK PANEL SOURCE;400 AMP RED; SP HIGH CURR CONNECTORS;MAX RATED VOLTAGE 2 KV AC/3 KV DC;OPERATING TEMP -30 DEG C TO + 125 DEG C;IP67;GENERATOR | Mobile Generation
21985 | CONNECTOR,ELECTRICAL | POWERLOCK PANEL DRAIN;400 AMP WHITE: SP HIGH CURR CONNECTORS;MAX RATED VOLTAGE 2 KV AC/3 KV DC;OPERATING TEMP -30 DEG C TO + 125 DEG C;IP67;GENERATOR | Mobile Generation
21984 | CONNECTOR,ELECTRICAL | POWERLOCK PANEL DRAIN;400 AMP RED; SP HIGH CURR CONNECTORS;MAX RATED VOLTAGE 2 KV AC/3 KV DC;OPERATING TEMP -30 DEG C TO + 125 DEG C;IP67;GENERATOR | Mobile Generation
2478238 | CONNECTOR,ELECTRICAL | Cable Connector, Two Screw, Clear Insulated, 80A, suits up to 2 x 35mm2 Cable | Hardware & Tools
24193 | CONNECTOR,ELECTRICAL | TYPE 3 SEPARABLE CONNECTOR TO SUIT ILJIN 33KV 630SQMM XLPE/LAT CABLE; C/W KEVLAR STRING; W/O VOLTAGE TAP; SET OF 3 PACK WEIGHT 11KG: | U/G Equipment
23900 | CONNECTOR,ELECTRICAL | CONNEX PFISTERER TYPE 3;SEPARABLE CONNECTOR TO SUIT ILJIN 33 KV 800 SQ XLPE/LAT CABLE; C/W KEVLAR STRING, MESH, ROLL SPRING & 3 ROLLS CREPE PAPER; W/O | U/G Equipment
23872 | CONNECTOR,ELECTRICAL | CONNEX PFISTERER TYPE 3;SEPARABLE CONNECTOR TO SUIT ILJIN 33 KV 630 SQ XLPE/LAT CABLE; C/W KEVLAR STRING, MESH, ROLL SPRING & 3 ROLLS CREPE PAPER; W/O | Misc Non-Contract Items
23730 | CONNECTOR,ELECTRICAL | Terminal Clamp, In-Line Bi-Metal Service Connector, suit 6-35mm2 Cable, 13mm AF 12nm Shear Head | Line Hardware
22857 | CONNECTOR,ELECTRICAL | CONNEX PFISTERER TYPE 3;SEPARABLE CONNECTOR TO SUIT ILJIN 33 KV 630 SQ MM XLPE/CCU CABLE;DIA OVER INSULATION 47.5 - 49.5 ;W/O VOLTAGE TAP;PACK OF 3, | Substation
22813 | CONNECTOR,ELECTRICAL | N TYPE MALE CONNECTOR;EZY FIT FOR LMR400;FOR TELECOMMUNICATIONS WORK; | Misc Non-Contract Items
22006 | CONNECTOR,ELECTRICAL | POWERLOCK PANEL DRAIN;400 AMP CAP; SP HIGH CURR CONNECTORS;MAX RATED VOLTAGE 2 KV AC/3 KV DC;OPERATING TEMP -30 DEG C TO + 125 DEG C;IP67;GENERATOR | Mobile Generation
2484517 | CONNECTOR,ELECTRICAL | Inner Cone Plug, suit Cable 76/132kV, 1C, 400mm2 Stranded Compacted Circ WB Cu, XLPE/WBT/CorrCu Sheath(40kA/0.5Sec)/ MDPE, Graphite Coating u/w Brugg Socket | U/G Cables & Accsry Equip
2484509 | CONNECTOR,ELECTRICAL | GIS, 76/132kV, 1C, 400mm2 Stranded Segmental Milliken WB Cu, XLPE/WBT/ CorrCu Sheath(40kA/0.5Sec)/MDPE, Graphite Coating | U/G Cables & Accsry Equip
2484343 | CONNECTOR,ELECTRICAL | Inner Cone Socket, 145kV, Brugg Size T2L (757mm) c/w Contact Extension u/w Brugg Plug TFD 1.145-11 & TFD 1.145-12 | U/G Cables & Accsry Equip
2484335 | CONNECTOR,ELECTRICAL | Inner Cone Socket, 72kV, Brugg Size T0L (583mm) c/w Contact Extension u/w Brugg Plug TFD 1.72-11 | U/G Equipment
2481539 | CONNECTOR,ELECTRICAL | Inner Cone Plug, suit Cable 76/132kV, 1C 1600mm2 Stranded Segmental Milliken WB Cu, XLPE/OF/WBT/CAS(40kA/0.5Sec)/MDPE, Graphite Coating u/w Brugg Socket | U/G Cables & Accsry Equip
2481521 | CONNECTOR,ELECTRICAL | Inner Cone Plug, suit Cable 76/132kV, 1C 1200mm2 Stranded Segmental Milliken WB Cu, XLPE/OF/WBT/CorrCu Sheath (40kA/0.5Sec)/MDPE, Graphite Coating u/w | U/G Cables & Accsry Equip
2481513 | CONNECTOR,ELECTRICAL | Inner Cone Plug, suit Cable 76/132kV, 1C 1200mm2 Stranded Segmental Milliken WB Al, XLPE/OF/WBT/CAS(25kA/1Sec)/LLDPE/ Nyl/MDPE, Graphite Coating u/w Brugg | U/G Cables & Accsry Equip
2481505 | CONNECTOR,ELECTRICAL | Inner Cone Plug, suit Cable 76/132kV, 1C 630mm2 Stranded Compacted Circ WB Al, XLPE/OF/WBT/CAS(25kA/1Sec)/LLDPE/Nyl/ MDPE, Graphite Coating u/w Brugg Socket | U/G Cables & Accsry Equip
2481497 | CONNECTOR,ELECTRICAL | Inner Cone Plug, suit Cable 76/132kV, 1C 630mm2 Stranded Compacted Circ WB Al, XLPE/WBT/CAS(25kA/1Sec)/LLDPE/Nyl/MDPE, Graphite Coating u/w Brugg Socket | U/G Cables & Accsry Equip
22005 | CONNECTOR,ELECTRICAL | POWERLOCK PANEL DRAIN;400 AMP BLUE; SP HIGH CURR CONNECTORS;MAX RATED VOLTAGE 2 KV AC/3 KV DC;OPERATING TEMP -30 DEG C TO + 125 DEG C;IP67;GENERATOR | Mobile Generation
22004 | CONNECTOR,ELECTRICAL | POWERLOCK PANEL DRAIN;400 AMP BLACK; SP HIGH CURR CONNECTORS;MAX RATED VOLTAGE 2 KV AC/3 KV DC;OPERATING TEMP -30 DEG C TO + 125 DEG C;IP67;GENERATOR | Mobile Generation
22003 | CONNECTOR,ELECTRICAL | POWERLOCK LINE SOURCE;400 AMP WHITE; SP HIGH CURR CONNECTORS;MAX RATED VOLTAGE 2 KV AC/3 KV DC;OPERATING TEMP -30 DEG C TO + 125 DEG C;IP67;GENERATOR | Mobile Generation
22002 | CONNECTOR,ELECTRICAL | POWERLOCK LINE SOURCE;400 AMP RED; SP HIGH CURR CONNECTORS;MAX RATED VOLTAGE 2 KV AC/3 KV DC;OPERATING TEMP -30 DEG C TO + 125 DEG C;IP67;GENERATOR | Mobile Generation
22001 | CONNECTOR,ELECTRICAL | POWERLOCK LINE SOURCE;400 AMP GREEN; SP HIGH CURR CONNECTORS;MAX RATED VOLTAGE 2 KV AC/3 KV DC;OPERATING TEMP -30 DEG C TO + 125 DEG C;IP67;GENERATOR | Mobile Generation
22000 | CONNECTOR,ELECTRICAL | POWERLOCK LINE SOURCE;400 AMP COTTER PIN;SP HIGH CURR CONNECTORS;MAX RATED VOLTAGE 2 KV AC/3 KV DC;OPERATING TEMP -30 DEG C TO + 125 DEG C;1P67;GENERATOR | Mobile Generation
21999 | CONNECTOR,ELECTRICAL | POWERLOCK LINE SOURCE;400 AMP BLUE; SP HIGH CURR CONNECTORS;MAX RATED VOLTAGE 2 KV AC/3 KV DC;OPERATING TEMP -30 DEG C TO + 125 DEG C;IP67;GENERATOR | Mobile Generation
21998 | CONNECTOR,ELECTRICAL | POWERLOCK LINE SOURCE;400 AMP BLACK; SP HIGH CURR CONNECTORS;MAX RATED VOLTAGE 2 KV AC/3 KV DC;OPERATING TEMP -30 DEG C TO + 125 DEG C;IP67;GENERATOR | Mobile Generation
2484640 | CONNECTOR,ELECTRICAL | Inner Cone Test Plate, 145kV, suit Brugg Socket Size G2L/T2L c/w Manometer & Dilo Gas Fitting | U/G Cables & Accsry Equip
2484632 | CONNECTOR,ELECTRICAL | Inner Cone Socket, 145kV, Brugg Size G2L (757mm), Cylindrical Fixing Ring c/w Contact Extension & Dust Cap u/w Brugg Plug TFD 1.170-11, IEC 62271-209 Fig 3 | U/G Cables & Accsry Equip
2484624 | CONNECTOR,ELECTRICAL | Inner Cone Plug, suit Cable 76/132kV, 1C, 1600mm2 Stranded Segmental Milliken WB Cu, XLPE/WBT/CorrCu Sheath (40kA/0.5Sec)/MDPE, Graphite Coating u/w | U/G Cables & Accsry Equip
2484590 | CONNECTOR,ELECTRICAL | Inner Cone Plug, suit Cable 76/132kV, 1C, 1200mm2 Stranded Segmental Milliken WB Cu, XLPE/WBT/CAS(40kA/0.5Sec)/MDPE, Graphite Coating u/w Brugg Socket | U/G Cables & Accsry Equip
2484582 | CONNECTOR,ELECTRICAL | GIS, 76/132kV, 1C, 1200mm2 Stranded Segmental Milliken WB Cu, XLPE/WBT/ CAS(40kA/0.5Sec)/MDPE, Graphite Coating | U/G Cables & Accsry Equip
2484558 | CONNECTOR,ELECTRICAL | Inner Cone Plug, suit Cable 76/132kV, 1C, 800mm2 Stranded Segmental Milliken WB Cu, XLPE/WBT/CorrCu Sheath (40kA/0.5Sec)/MDPE, Graphite Coating u/w | U/G Cables & Accsry Equip
2484541 | CONNECTOR,ELECTRICAL | GIS, 76/132kV, 1C, 800mm2 Stranded Segmental Milliken WB Cu, XLPE/WBT/ CorrCu Sheath(40kA/0.5Sec)/MDPE, Graphite Coating | U/G Cables & Accsry Equip
4983 | CONNECTOR,ELECTRICAL | EXTENSION CORD POWER TYPE;RD STRAIGHT BODY STYLE;3 FLAT PIN;15 AMP MAX;250 V MAX;CLEAR PVC SHELL;BOX OF 10;SUIT 1.5 SQ MM ORDINARY DUTY 3 CORE | Hardware & Tools
2486157 | CONNECTOR,ELECTRICAL | Inner Cone Socket, 145kV, Brugg Size T2 (470mm) c/w Contact Extension u/w Brugg Plug TFD 1.145-11 & TFD 1.145-12 | U/G Cables & Accsry Equip
2486140 | CONNECTOR,ELECTRICAL | Inner Cone Socket, 145kV, Brugg Size G2 (470mm) Cylindrical Fixing Ring c/w Contact Extension & Dust Cap u/w Brugg Plug, TFD 1.170-11, IEC 62271-209 Fig 3 | U/G Cables & Accsry Equip
2486132 | CONNECTOR,ELECTRICAL | Inner Cone Socket, 72.5kV, Brugg Size T0 (310mm) c/w Contact Extension & Dust Cap u/w Brugg Plug TFD 1.72-11, IEC 62271-209 Fig 3 | U/G Cables & Accsry Equip
2486124 | CONNECTOR,ELECTRICAL | Inner Cone Socket, 72.5kV, Brugg Size G0 (310mm) c/w Dust Cap u/w Brugg Plug, TFD 1.72-11, IEC 62271-209 Fig 3 | U/G Cables & Accsry Equip
4982 | CONNECTOR,ELECTRICAL | EXTENSION CORD POWER TYPE;RD STRAIGHT BODY TYPE;3 FLAT PIN;10 AMP MAX; 250 V MAX;CLEAR PVC SHELL;PACK OF 10;SUIT 0.75 SQ MM & 1 SQ MM ORDINARY DUTY | Hardware & Tools
22046 | CONNECTOR,LUG. | 240 SQ MM;COPPER SWITCHGEAR CONNECTOR ;11 KV;HAZEMEYER SWITCHGEAR CRIMPED CONNECTOR (UNTINNED);LUG IS MACHINED TO FIT 12 MM STUD SWITCHGEAR STEM;C/W | U/G Equipment
178855 | CONNECTOR,LUG. | HAZEMEYER CONVERSION KIT; INCLUDES 3 X SICON 50/240 LUGS; 3 X 12.7MM CU ROD (94MM); 3 X HAZEMEYER CLAMPING COLLAR (2 SCREW) PACKAGED AS SET; WT 500G EA | Misc Non-Contract Items
4767 | CONNECTOR,RECEPTACLE | SURFACE MTG POWER TYPE;RD STRAIGHT BODY STYLE;2 FLAT PIN,T TYPE POLARISED;15 AMP MAX;32 V MAX;WHITE PVC SHELL;PACK OF 5; REFER STOCK CODE 04911 FOR PLUG TO SUIT; | Hardware & Tools
8907 | CONNECTOR,RECEPTACLE | CABLE TYPE;RD STRAIGHT BODY STYLE;1 PIN; 10 AMP MAX;PACK OF 100; | Misc Non-Contract Items
2494441 | CONNECTOR,RECEPTACLE | Double Switch Socket-Outlet, 250V, 10A, 3 Pin, Horizontal Mount | Substation Batteries
4938 | CONNECTOR,RECEPTACLE | EXTENSION CORD POWER TYPE;RD STRAIGHT BODY STYLE;3 FLAT PIN;15 AMP MAX; 250 V MAX;CLEAR PVC SHELL;PACK OF 10; SUIT 1.5 SQ MM ORDINARY DUTY 3 CORE | Hardware & Tools
20849 | CONNECTOR,TEST POINT | INSULATION PIERCING CONNECTOR;FOR 16-95 SQ MM ALUMINIUM OR COPPER CABLES; INCORPORATING A SEALABLE TEST POINT; FOR USE ON LV DISTRIBUTION SYSTEMS; | Line Hardware
4959 | CONNECTOR-SWITCH | DUAL COMBINATION SWITCH & SOCKET PLASTICS,WHITE;240 V;10 AMP;3 FLAT FEMALE CONTACTS;ROCKER SWITCH; PACK OF 10; | Hardware & Tools
21470 | CONNECTOR-SWITCH | TWIN SWITCH SOCKET OUTLET;RESIDUAL CURRENT;10 AMP;250 V AC;2000 SERIES; FLUSH MTG;WHITE COLOUR; | Hardware & Tools
19349 | CONNECTOR-SWITCH | SWITCH SOCKET OUTLET;CAST ALUMINIUM; 500 V;63 AMP;4 ROUND PIN;3 PHASE + EARTH ;WEATHERPROOF IP66; | Hardware & Tools
16035 | CONNECTOR-SWITCH | TELEPHONE FACE PLATE;PLASTICS,WHITE; STANDARD 600 SERIES TELEPHONE SOCKET; FOR ERICSSON TELEPHONE ISOLATION SYSTEM; PACK OF 10; | Substation
2975 | CONTACT REACTOR | CONTACT REACTOR BOTTOM FOR C.P. TAP CHANGERS & REGULATORS; | Misc Non-Contract Items
2976 | CONTACT REACTOR | CONTACT REACTOR TOP FOR C.P. TAP CHANGER & REGULATORS; | Regulator
19324 | CONTACT,ELECTRICAL | MAIN FIXED CONTACT;FEMALE;HOLLOW TERMINAL STUD;TYPE 'F' OLTC;C815; | Elect & Maintenance Spares
19325 | CONTACT,ELECTRICAL | MAIN FIXED CONTACT;TYPE 'F' OLTC; 48 MM W;2 C/S HOLES;C293; | Elect & Maintenance Spares
19327 | CONTACT,ELECTRICAL | TYPE 'A' ROLLER MOVING CONTACT;C783; | Elect & Maintenance Spares
19329 | CONTACT,ELECTRICAL | TYPE 'C' ROLLER MOVING CONTACT;C782; | Elect & Maintenance Spares
19332 | CONTACT,ELECTRICAL | CONTACT BRAIDS FOR 'B' TYPE; (160 MM); C840; | Elect & Maintenance Spares
20628 | CONTACT,ELECTRICAL | MOVING SCISSOR ARM ASSEMBLY- RATCHET; FOR ATL AT TAPCHANGER; | Elect & Maintenance Spares
20624 | CONTACT,ELECTRICAL | Fixed Contact Assembly, Ratchet, for AT Type L Tap Charger | Elect & Maintenance Spares
20620 | CONTACT,ELECTRICAL | CONTACT ASSEMBLY MAIN MOVING TYPE AT OLTC;300 AMP;MAIN MOVINF ATL TYPE AT TAPCHANGER; | Elect & Maintenance Spares
19587 | CONTACT,ELECTRICAL | FIXED CONTACT(SOLID);FOR AEI LG1C44 CIRCUIT BREAKER;C731 | Elect & Maintenance Spares
19586 | CONTACT,ELECTRICAL | FIXED CONTACTS (SLOTTED);FOR AEI LG1C44 CIRCUIT BREAKER;C813; | Elect & Maintenance Spares
19585 | CONTACT,ELECTRICAL | MOVING CONTACT;1200 AMP;AEI LG1C44; C153A; | Elect & Maintenance Spares
19581 | CONTACT,ELECTRICAL | NON-STANDARD ADJUSTMENT;YELLOW SIGN; (JB424);C505; | Elect & Maintenance Spares
19580 | CONTACT,ELECTRICAL | MAIN MOVING CONTACTS;(JB424);C298; | Elect & Maintenance Spares
19579 | CONTACT,ELECTRICAL | LH;FIXED CONTACT FINGERS;(JB424);C122; | Elect & Maintenance Spares
21826 | CONTACT,ELECTRICAL | CONTACT FIXED LSA;SUIT AEI LSA TAPCHANGER; | Elect & Maintenance Spares
20645 | CONTACT,ELECTRICAL | CONTACT,MAIN MOVING;ELCONITE ROLLERS; FOR ASEA UZERN 33 KV OLTC;TO SUIT KIT 50 ; | Elect & Maintenance Spares
20644 | CONTACT,ELECTRICAL | CONTACT,SML FIXED (28 MM);FOR ASEA UZERN 33 KV OLTC;TO SUIT KIT 50; | Elect & Maintenance Spares
20643 | CONTACT,ELECTRICAL | CONTACT,BLADE;FIXED (DOUBLE TAP); TRANSITION,ELCONITE TIPS;FOR ASEA UZERN OLTC;TO SUIT KIT 50; | Elect & Maintenance Spares
20642 | CONTACT,ELECTRICAL | CONTACT,SML FIXED (38 MM);FOR ASEA UZERT 33 KV OLTC;TO SUIT KIT 50; | Elect & Maintenance Spares
20640 | CONTACT,ELECTRICAL | CONTACT FIXED;SOUTHWALES;CLUSTER;11 KV; 350 MVA;SILVERED COPPER BASE; | Elect & Maintenance Spares
20639 | CONTACT,ELECTRICAL | CONTACT MOVING;SOUTHWALES;CB;11 KV; 350 MVA & 250 MVA;SILVERED;22 MM HOLE CENTRES; | Elect & Maintenance Spares
20638 | CONTACT,ELECTRICAL | CONTACT;MOVING;TYPE D4XD;11 KV;OCB; 400 AMP;SOUTHWALES;COPPER TO BE SILVER PLATED;CONTRACT 76/35A; | Elect & Maintenance Spares
20637 | CONTACT,ELECTRICAL | CONTACT;MOVING;TYPE D8XD;11 KV; OCB;800 AMP;SOUTHWALES;C/W THREADED HOLE IN BASE;CONTRACT 76/35A; | Elect & Maintenance Spares
20636 | CONTACT,ELECTRICAL | CONTACT;(CLUSTER);FIXED;TYPE D4XD;11 KV; OCB;400 AMP SOUTHWALES;CONTRACT 76/35A; | Elect & Maintenance Spares
19578 | CONTACT,ELECTRICAL | RH;FIXED CONTACT FINGERS;(JB424);C128; | Elect & Maintenance Spares
19343 | CONTACT,ELECTRICAL | PIN, CONTACT, ELECTRICAL; MOVING CONTACT; RETAINING PINS; C1261; SUITS ATL/FULLER F OLTC; | Elect & Maintenance Spares
19342 | CONTACT,ELECTRICAL | GENEVA WHEEL SPRING;C565; | Elect & Maintenance Spares
19338 | CONTACT,ELECTRICAL | SPRING CONTACT, ELECTRICAL, CONTACT SPRINGS;TAPERED 28.5MM; C787A; SUITS ATL/FULLER F OLTC; | Elect & Maintenance Spares
19336 | CONTACT,ELECTRICAL | PARALLELING RESISTOR BRAIDS (SMALL); C811; | Elect & Maintenance Spares
19334 | CONTACT,ELECTRICAL | CONTACT BRAIDS FOR 'C' TYPE; (130 MM); C842; | Elect & Maintenance Spares
19333 | CONTACT,ELECTRICAL | CONTACT BRAIDS FOR 'A' TYPE; (150 MM); C841; | Elect & Maintenance Spares
23129 | CONTACT,ELECTRICAL | 3 POSITION OPERATING MECHANISM; SIEMENS TYPE 8310501; FOR USE IN SIEMENS 8DN8 145KV OUTDOOR SWITCHGEAR; | Substation
23126 | CONTACT,ELECTRICAL | CONTACTS; COMPLETE FIXED AND MOVING ASSEMBLY; SIEMENS TYPE 8310201; FOR USE IN SIEMENS 8DN8 145KV OUTDOOR SWITCHGEAR; | Substation
23107 | CONTACT,ELECTRICAL | CONTACTS; COMPLETE FIXED AND MOVING ASSEMBLY; SIEMENS TYPE 8210101; FOR USE IN SIEMENS 8DN8 145KV INDOOR SWITCHGEAR; | Substation
2497121 | CONTACT,ELECTRICAL | Reyrolle LMVP Primary Isolating Contact, 1250/2000A | Network Spares
2476497 | CONTACT,ELECTRICAL | Fixed Main Contact, For use in Magnefix / Hazemeyer MD4 RMU MANUFACTURERS DATA: PACKAGE DATA# | Tools & Equipment
2476489 | CONTACT,ELECTRICAL | Fuse Chamber Contact, Complete Socket, For use in Magnefix / Hazemeyer MD4 RMU MANUFACTURERS DATA: PACKAGE DATA# | Tools & Equipment
2476471 | CONTACT,ELECTRICAL | Fixed Arcing Contact, For use in Magnefix / Hazemeyer MD4 RMU, Removed Using Socket Wrench (2052.044) PACKAGE DATA# | Tools & Equipment
20647 | CONTACT,ELECTRICAL | CONTACT,LGE FIXED (DOUBLE);FOR ASEA UZERN OLTC;TO SUIT KIT 50; | Elect & Maintenance Spares
20646 | CONTACT,ELECTRICAL | CONTACT,MOVING;TRANSITION,ELCONITE ROLLERS;FOR ASEA UZERN 33 KV OLTC;TO SUIT KIT 50; | Elect & Maintenance Spares
19330 | CONTACT,ELECTRICAL | TYPE 'D' ROLLER MOVING CONTACT;C784; | Elect & Maintenance Spares
19328 | CONTACT,ELECTRICAL | TYPE 'B' ROLLER MOVING CONTACT;C781; | Elect & Maintenance Spares
19326 | CONTACT,ELECTRICAL | FLAT FIXED CONTACT;TYPE 'F' OLTC; MOVING DOME;C736; | Elect & Maintenance Spares
21242 | CONTACT,SWITCH | SWITCH CONTACT;FOR ABB SDAF RMU'S; | Misc Non-Contract Items
22592 | CONTACT. | CONTACT AUXILIARY SIDE MOUNT BLOCK FOR SC22560;AUXILIARY CONTACT BLOCK 1NO-1NC CONTACT;SUBSTN ACO BOARDS; DWG-CMAST-SC189-01;AMT H; | PPE, Hardware & Tools
22593 | CONTACT. | CONTACT AUXILIARY TOP MOUNT BLOCK FOR SC22560;AUXILIARY CONTACT BLOCK 2NO-2NC CONTACTS;SUBSTN ACO BOARDS; DWG-CMAST-189-01;AMT H; | Hardware & Tools
5376 | CONTACTOR | 3 POLE;415 V AC;15 KW (AC3);50 HZ;240 V AC COIL;1 N/O CONTACTS;DIN RAIL MTG; IEC 158-1; | Street Lights
14351 | CONTACTOR | 4 POLE;500 V AC;20 AMP;110 V AC COIL;2 N/O & 2 N/C AUX CONTACTS;PANEL OR TH35 RAIL MTG;PACK SIZE 1; FOR PROTECTIVE COVER REFER STOCK CODE 13017; | Hardware & Tools
16274 | CONTACTOR | CONTACTOR & OVERLOAD RELAY; SPRECHER & SCHUH;CA7-9-10 240V 50/277V 60; CEP7-ED1CB; 1-5 AMP;1 PK OF A,1 PK OF B; | Hardware & Tools
24854 | CONTACTOR | CONTACTORS, ALLEN BRADLEY; IEC 40 A IEC CONTACTOROIL; 2 X NC CONTACTOR; FOR USE WITH SFUK103 &203; 100-C40*200; 600V AC MAX, 60 AMPS ENCL; | Misc Non-Contract Items
23402 | CONTACTOR | HIGH VOLTAGE; VACUUM; 12KV; 250AMP; 6KA 1S; FIXED NON-WITHDRAWABLE; FOR CAP BANK SWITCHING; 3 PHASE VACUUM CONTACTOR; VSC-S/G; SCO; BASIC; OPTION BOAR; | Substation
21445 | CONTACTOR | OVERLOAD THERMAL TYPE;0.6 AMP TO 1 AMP ;SUIT S & S CONTACTOR CA7-9;PACK OF 1; | Misc Non-Contract Items
20220 | CONTACTOR | 4 POLE;CA7-9C-10/110 V DC + CS7-PV-40; PACK OF 1; | Hardware & Tools
14350 | CONTACTOR | 4 POLE;500 V AC;20 AMP;240 V AC COIL;2 N/O & 2 N/C AUX CONTACTS;PANEL OR TH35 RAIL MTG;PACK SIZE 1;FOR PROTECTIVE COVER REFER STOCK CODE 13017; | Hardware & Tools
15704 | CONTACTOR,ASSEMBLY CHANGEOVER | TP X 2;660 NOM V,AC3 RATING AT 415 V - 75 KW;415 V AC COILS;SUPPLIED ASSEMBLED & WIRED AS PER DWG CCSTD-EQ002-01;MTG PLATE SUPPLIED BY ENERGEX PANEL WORKSHOP | Misc Non-Contract Items
2427110 | CONTAINER | Weatherproof Construction, for Tower Rescue Kit | Hardware & Tools
23002 | CONTROL BOX | CAPE Control & Protection Enclosure c/w Box Incl PSU-Power Supply Unit, No Batteries, suit Schneider ADVC, Pack Size 750 x 450 x 320mm, | Switchgear Distribution
2469245 | CONTROL BOX | CAPE Control & Protection Enclosure, ADVC3 Ultra, CAPE FlexVUE Eng Sch, suit Schneider E27/E38 Reclosers, JTS 06-07-03 (scm) | Switchgear Distribution
2470870 | CONTROL BOX | NOJA Control Cubicle, RC10-OSM200, S/S c/w CC-01-ADA Control Cable Adaptor (scm) | Switchgear Distribution
2490803 | CONTROL BOX | CL7, 1 Ph Control, S/Steel c/w 15m Control Cable, RJ45 Ethernet Comms Module & 13.5V DC Modem Power Supply Module | Regulator
2478006 | CONTROL BOX | NOJA Control Cubicle, RC10, suits OSM310 | Switchgear Distribution
5514 | CONTROL BOX,LIGHTING FIXTURE. | MERCURY VAPOUR;400 W MERCURY VAPOUR; 250V;C/W CHOKE, CAPACITOR;BLOCKING INDUCTOR;NEMA PE BASE & TERMINAL BLOCK;FITTED W/20 AMP 10 KA MINIATURE | Street Lights
12424 | CONTROL BOX,LIGHTING FIXTURE. | SODIUM VAPOUR HP;250 W;250 V;INCL CHOKE, IGNITOR, CAPACITOR;BLOCKING INDUCTOR; NEMA PE BASE & TERMINAL BLOCK;FITTED W/20 AMP 10 KA MINIATURE CIRCUIT | Street Lights
12425 | CONTROL BOX,LIGHTING FIXTURE. | SODIUM VAPOUR HP;400 W;250 V;INCL CHOKE, IGNITOR,CAPACITOR;BLOCKING INDUCTOR; NEMA PE BASE & TERMINAL BLOCK;FITTED W/20 AMP 10 KA MINIATURE CIRCUIT | Street Lights
12423 | CONTROL BOX,LIGHTING FIXTURE. | SODIUM VAPOUR HP;150 W;250 V;INCL CHOKE, IGNITOR,CAPACITOR;BLOCKING INDUCTOR; NEMA PE BASE & TERMINAL BLOCK;FITTED W/20 AMP 10 KA MINIATURE CIRCUIT | Street Lights
15961 | CONTROL MODULE. | MODULAR INTERFACE FOR CIRCUIT BREAKER CONTROL;32 V OR 110 V DC;RAIL MTG G32 OR TH35 RAIL;FOR USE WITH MINISACS - 24 V DC I/O RATING;MODEL MICC1; | Substation
16038 | CONTROL MODULE. | MODULAR TRIP RELAY ASSEMBLY;RAIL MTG G32 OR TH35;FOR USE AS TRIP FOLLOWER MODULE WHEN AUX OUTPUT REQD;USE 24,32 OR 110 V DC RELAYS,STOCK CODES 7371,7368, OR | Substation
19180 | CONTROL MODULE. | CONTROL & PROTECTION MODULE,VERSION 5; FOR NU-LEC RECLOSERS/SECTIONALISERS & LOAD BREAK SWITCHES; | Substation
19930 | CONTROL MODULE. | 8 WAY OUTPUT EXTENSION MODULE;C/W RAIL MTG ENCLOSURE;U/W SICM2B (SC18273); | Substation
18273 | CONTROL MODULE. | SICM 2B MODULE;C/W RAIL MTG ENCLOSURE; 24 V DC SUPPLY;16 DIGITAL INPUTS;2 RELAY OUTPUTS;7 ANALOG INPUTS;ON BOARD TEMP SENSOR;U/W SACS EQUIP;ITEM HELD AT | Substation
34155 | CONTROL MODULE. | REMOTE CONTROL KIT; FOR SAFELINK TO RMU | Switchgear
918273 | CONTROL MODULE. | Repaired. SICM 2B MODULE;C/W RAIL MTG ENCLOSURE;24 V DC SUPPLY;16 DIGITAL INPUTS;2 RELAY OUTPUTS;7 ANALOG INPUTS; ON BOARD TEMP SENSOR;U/W SACS EQUIP; | Substation
24959 | CONTROL MODULE. | CAP ASSIST TRIP MODULE; CAPACITOR ASSIST MODULE RETROFIT FOR HAWKER SIDDLEY HORIZON 110V DC CB SC24949; | Switchgear Substation
24967 | CONTROL MODULE. | Control Box; CL-7 Multiphase Control; CL-7 Control Without Control Cable; 304SS Long Box. | Regulator
24966 | CONTROL MODULE. | CL-7 Panel to Replace CL4/5; ST Fibre Connectors. | Regulator
2477073 | CONTROL,INTERFACE | MD100 Small Form Factor RTU/HMI, w/o 4G Modem, no I/O | Substation Automated Systems
2485787 | CONTROL,INTERFACE | MD100 Dual NIC Small Form Factor RTU/HMI, w/o 4G Modem, no I/O | Substation Automated Systems
530017 | CONTROL,ROTARY SWITCH | CB Control, A715, Red Handle, Engraving AUQ003: Trip-N-Close Return to Centre, No Internal Bridges | Substation Batteries
30359 | CONTROL,ROTARY SWITCH | SCADA, 3 Pole, 48 x 48mm, Black Handle, Engraving AU9304N: Off-On, S0 F990/A10/-P1L, suit ZSS CB Control Schematics | Substation Batteries
21680 | CONTROL,TEMPERATURE | DRMCC;TRANSFORMER TEMPERATURE MONITOR;COOLER CONTROL;OVER TEMPERATURE ALARM & RELAY TRIP; TRANSFORMER OLTC & GENERAL ALARM | Substation
2485704 | CONTROL,TEMPERATURE | BWDK Series Temperature Monitor, BWDK-3208B & BWDK-3208E Functions, 260 x 200 x 80mm c/w Temperature Probes, for ABB Resibloc Dry Type Transformers | Distribution Transformers
25325 | CONTROL,TEMPERATURE | DR-E3;TRANSFORMER TEMPERATURE MONITOR;COOLER CONTROL;OVER TEMPERATURE ALARM & RELAY TRIP; TRANSFORMER OLTC & GENERAL ALARM; | O/Head Line
2492718 | CONTROL,TRANSMITTER | Converter Module Only, SFU-K 403, 200kVA Maintenance Spare Part Only, to fit in 19 inch Cabinet | Substation
19385 | CONTROLLER | AUDIO FREQ LOAD CONTROL;EPL RELAY;USED FOR LOCAL CONTROL OF INJECTION & MANAGEMENT OF TIME PROGRAMS;DNP3 SCADA COMMUNICATIONS; | Misc Non-Contract Items
2489649 | CONTROLLER | 48V or 24 Cordex HP, suit Alpha Cordex Charger | Substation Batteries
2489656 | CONTROLLER | 48V or 24V LV-ADIO, suit Alpha Cordex Charger | Substation Batteries
2489623 | CONTROLLER | 125/110 HV-ADIO, suit Alpha Cordex Charger | Substation Batteries
23389 | CONTROLLER | TEST BENCH CONTROLLER;SCHNEIDER TEST AND TRAINING SET(TTS);TTS IS FOR TESTING SCHNEIDER RECLOSERS AND LOAD BREAK SWITCHES WITH ADVC2 CONTROLLER; | Switchgear Distribution
23408 | CONTROLLER | TEST BENCH CONTROLLER;RACK MOUNTED CONTROL PANEL;SUITS 19 INCH RACK; FOR NOJA OSM RECLOSERS WITH RC10 CONTROLLER; | Switchgear Distribution
2489615 | CONTROLLER | 125/110V Cordex HP, suit Alpha Cordex Charger | Substation Batteries
21080 | CONTROLLER | TEST BENCH CONTROLLER;DEM-01 DEMONSTRATION UNIT CONTROL PANEL;MPM MTD IN ALUMINIUM FLIGHT CASE;FOR NOJA OSM15-16-630 RECLOSER;C/W POWER CABLE & | Switchgear Distribution
22346 | CONVERSION KIT | FOR STEP VOLTAGE REGULATOR EXTERNAL MOTOR CAPACITOR CONVERSION KIT;FOR SVR MODELS AS NOTED;WCD22B313RLA, WCD22B166TEA,WCD22A166TEA;MODELS ARE | Regulator
2474104 | CONVERSION KIT | Auxiliary Control Voltage to 125V DC, for 36kV MEIDENSHA CB | Substation
2474138 | CONVERSION KIT | Spring Charge Motor Voltage to 125V DC, for 36kV MEIDENSHA CB | Substation
2474120 | CONVERSION KIT | Spring Charge Motor Voltage to 110V DC, for 36kV MEIDENSHA CB | Substation
2474112 | CONVERSION KIT | Spring Charge Motor Voltage to 230V AC, for 36kV MEIDENSHA CB | Substation
2474096 | CONVERSION KIT | Auxiliary Control Voltage to 110V DC, for 36kV MEIDENSHA CB | Substation
25133 | CONVERSION KIT | Hazemeyer Lug Connector Kit c/w 3 x Sicon 50/240 Lugs, 3 x 94mm Lg, 12.7mm Thk Cu Rods, 3 x Hazemeyer Clamping Collars | U/G Accessories
2473965 | CONVERSION KIT | Retro Fitting Control Voltage from 32V DC to 110/125V DC, for Horizon CB | Substation
2474070 | CONVERSION KIT | Auxiliary Control Voltage to 32V DC, for 36kV MEIDENSHA CB | Substation
2474088 | CONVERSION KIT | Auxiliary Control Voltage to 48V DC, for 36kV MEIDENSHA CB | Substation
2473957 | CONVERSION KIT | Retro Fitting Control Voltage from 110/125V DC to 32V DC, for Horizon CB | Substation
18021 | CONVERTER | SIGNAL CONVERTER:RS485/RS232;10-30 V; U/W SACS EQUIPMENT; | Communications
19405 | CONVERTER | 110 V/24 V DC;300 W;12.5 AMP DC/DC CONVERTER; | Communications
24983 | CONVERTER | 48V TO 12V DC-DC CONVERTER USED IN COMMUNICATIONS RACKS; TO PROVIDE POWER TO COMMUNICATIONS MODEMS; APK60-4812; | Communications
24220 | CONVERTER | NETWORK MEDIA CONVERTER; 100BASE-FX TO 100BASE-TX; HIGH ELECTROMAGNETIC IMMUNITY;UNMANAGED 88-300VDC SUPPLY | Communications
20296 | CONVERTER | FO SIGNAL CONVERTER;RS485/RS232/FO; SINGLE MODE;SC CONNECTOR;10-30 V;U/W SACS EQUIPMENT; | Communications
20295 | CONVERTER | FO SIGNAL CONVERTER;RS485/RS232/FO;FOR MULTIMODE;ST CONNECTOR;10-30 V;U/W SACS EQUIPMENT; | Communications
19802 | CONVERTER | 48 V DC INPUT TO 12 V DC;2.1 AMP; ISOLATED OUTPUT CONVERTER;25 W; U/W COMMUNICATIONS INSTALLATIONS; PACK SIZE 1; | Communications
19565 | CONVERTER | 19-32 V INPUT;24 V,2.1 AMP;25 W OUTPUT; 118 MM LG X 80 MM W X 25 MM H; USED IN SUBSTNS; | Communications
19409 | CONVERTER | 48 V/12 V DC;70 W;6 AMP DC/DC CONVERTER; | Communications
19408 | CONVERTER | 24 V/12 V DC;70 W;6 AMP DC/DC CONVERTER; | Communications
19407 | CONVERTER | 110 V/48 V DCW300-110-48FT;4.4 AMP DC/DC CONVERTER; | Communications
19406 | CONVERTER | 110 V/24 V DC;550 W;23 AMP DC/DC CONVERTER; | Communications
23699 | CONVERTER | 110V;48V DC W200-110-48FT; 4A DC/DC CONVERTER; | Communications
22725 | CONVERTER | 24 V;500 W;24-48 FT;FANLESS DC/DC CONVERTER;FOR SUBSTN COMMUNICATIONS; | Hardware & Tools
22567 | CONVERTER | 110 V / 48 V DC;500 W;CONVERTER; | Communications
22507 | CONVERTER | 110 V;500 W;110-48FT;FANLESS DC/DC CONVERTER;FOR SUBSTN COMMUNICATIONS; | Communications
22287 | CONVERTER | INPUT 20 V TO 60 V DC;OUTPUT 110 V 0.9 AMP DC;USED IN SUBSTNS; | Communications
21950 | CONVERTER | INPUT 18 V TO 75 V DC;OUTPUT 110 V DC 2.3 AMP;CHASSIS MOUNT;USED IN SUNSTNS; | Communications
21754 | CONVERTER | SIGNAL CONVERTER;RS485/RS232 ADRESSABLE;U/W SEL 487B ZONE PROT RELAY; | Communications
21337 | CONVERTER | ETHERNET TO FIBRE OPTIC CONVERTER; 10 BASE TX & 100 BASE FX FIBRE PORT; ST TYPE CONNECTOR; | Communications
20892 | CONVERTER | 110 V/48 V DC;DCW300-110-48 FT;6.2 AMP; DC/DC CONVERTER; | Communications
20891 | CONVERTER | 110 V/24 V DC;DCW300-110-24 FT;5 AMP; DC/DC CONVERTER; | Communications
18750 | CONVERTER | 24 V DC INPUT;48 V DC OUTPUT;4 AMP;C/W; 3U;U/W SACS; EQUIPMENT; | Communications
19097 | CONVERTER | FREQ STATIC;SIGNAL GENERATION EQUIP; 80 KVA;SFUK 203;C/W 3 OUTPUTS;INCLUDING AMMETERS & ISOLATING SWITCHES;SUPPLIED IN ENERMET CUBICLE; | Communications
2489318 | CONVERTER,DC TO DC | Mean Well DC-DC Converter, 30W 12V 2.5A, Input 40-160VDC Railway | Substation Accessories
2489698 | CONVERTER,DC TO DC | 110/32V, Helios | Substation Batteries
2489706 | CONVERTER,DC TO DC | 48/32V, Helios | Substation Batteries
2492189 | CONVERTER,DC TO DC | 18-75VDC Input, 48VDC Out, 3.2A Output, 2250VDC Input to Output Isolation, 1600VDC In/Out to Case, c/w DIN Rail Mounting Bracket | Communications
2498335 | CONVERTER,DC TO DC | 20-60V Input, 24V Output 6A, 144W, 198 x 112 x 51mm | Communications
2499085 | CONVERTER,DC TO DC | 6-34V DC Input, 5-24V DC Programmable Output 15A, 160W, Dual Synchrounous Intelligent Buck-Boost, USB Interface | Communications
2498327 | CONVERTER,DC TO DC | 110V Input, 24V Output 6A, 144W, 198 x 112 x 51mm | Communications
13739 | CONVERTER,FREQUENCY,STATIC | AUDIO FREQ LOAD CONTROL;1050 HZ;33 KVA OUTPUT;415 V,3 PH,50 HZ INPUT;INDOOR, SHEET STEEL CABINET;ALTERNATIVE TO TYPES F,G,& H MG SETS;300 KG;CORRECT NSC IS | Substation
2491082 | CONVERTER,FREQUENCY,STATIC | 400kVA, 400V, 50Hz, 2nd Signal Output Panel Only for u/w SC2478311, No Transmitter | Substation
2478691 | CONVERTER,FREQUENCY,STATIC | AFLC CPU Board, Suits Enermet/L&G SFU-K 303, 403 | Substation
2478683 | CONVERTER,FREQUENCY,STATIC | AFLC CPU Board, suits Enermet/L&G SFU-K 102, 203 503 | Substation
2478311 | CONVERTER,FREQUENCY,STATIC | 400kVA, 400V, 50Hz, 3 Ph Transmitter, Output Freq 167-1042Hz, 1 Signal Outputs to 1 Coupling Cells, Rigid or Loose Coupled EESS-10730-01-0E, if 3nd Output | Substation
2478303 | CONVERTER,FREQUENCY,STATIC | 200kVA, 400V, 50Hz, 3 Ph Transmitter, Output Freq 167-1042Hz, 2 Signal Outputs to 2 Coupling Cells, Rigid or Loose Coupled EESS-10730-01-0E | Substation
2478295 | CONVERTER,FREQUENCY,STATIC | 120kVA, 400V, 50Hz, 3 Ph Transmitter, Output Freq 167-1042Hz; 2 Signal Outputs to 2 coupling Cells, Rigid or Loose Coupled EESS-10730-01-0E | Substation
2478287 | CONVERTER,FREQUENCY,STATIC | 90kVA, 400V, 50Hz, 3 Ph Transmitter, Output Freq 167-1042Hz, 2 Signal Outputs to 2 Coupling Cells, Rigid or Loose Coupled EESS-10730-01-0E | Substation
23888 | CONVERTER,FREQUENCY,STATIC | SFU-K 203 IN AN OUTDOOR ENCLOSURE; 2 OUTPUTS; STAINLESS STEEL; OUTDOOR RITTAL CUBICLE INCLUDING AIRCONDITIONING SIMILAR TO SC17519 (INDOOR VERSION) | Substation
19108 | CONVERTER,FREQUENCY,STATIC | SIGNAL GENERATION EQUIPMENT;40 KVA,SFU-K 103;C/W 2 OUTPUTS INCLUDING 6 AMMETERS & ISOLATOR SWITCHES SUPPLIED IN ENERMET CUBICLE;SC17518;INSTALLED IN OUTDOOR | Substation
19107 | CONVERTER,FREQUENCY,STATIC | SIGNAL GENERATION EQUIPMENT;80 KVA; SFU-K203;C/W 2 OUTPUTS INCLUDING 6 AMMETERS & ISOLATOR SWITCHES SUPPLIED IN ENERMET CUBICLES;SC17519 INSTALLED IN | Substation
2492007 | CONVERTER,SIGNAL DATA | Media Converter, Gigabit Ethernet to SFP, 10/100/1000M-TX to 1000M-SFP, 12-48V DC, DIN Mount | Communications
2498608 | CONVERTER,SIGNAL DATA | Network Media Converter, 100Base-FX to 100Base-TX, 48V DC Electromagnetic Immunity, Unmanaged 48V DC Supply | Communications
24814 | CORD ASSY,ELEC | CAT6A Ethernet Patch Cable, Grey or Blue Sheath, 1m Lg | Communications
24816 | CORD ASSY,ELEC | CAT6A Ethernet Patch Cable, Grey Sheath, 3m Lg | Communications
24815 | CORD ASSY,ELEC | CAT6A Ethernet Patch Cable, Grey Sheath, 2m Lg | Communications
7238 | CORD,ELECTRICAL | 1.50 SQ MM;30/0.25 MM;0.6/1 KV;PVC; 1 CORE;BLACK;FLEXIBLE COPPER; HEAT RESISTANT V90 DEG;100 M DRUM SIZE;WEIGHT 3.10 KG; | Cables
7270 | CORD,ELECTRICAL | 2.5 SQMM MIN 47 STRAND; 0.6/1 KV;PVC;1 CORE ;GREY;FLEXIBLE COPPER;HEAT RESISTANT V90;100 M,REEL WEIGHT 20.44 KG/100 M; | Cables
7264 | CORD,ELECTRICAL | 1 SQ MM;32/0.20 MM;0.6/1 KV;PVC;1 CORE; GREY;FLEXIBLE COPPER;HEAT RESISTANT 105 DEG;100 M DRUM SIZE;WEIGHT 2.62 KG; | Cables
7240 | CORD,ELECTRICAL | 1.50 SQ MM;30/0.25 MM;0.6/1 KV;PVC; 1 CORE;RED;FLEXIBLE COPPER; HEAT RESISTANT 105 DEG;100 M DRUM SIZE; WEIGHT 3.10 KG; | Cables
20789 | CORD,ELECTRICAL | FLEXIBLE LEAD;50 SQ MM;750 MM LG;200 AMP ;SUIT BATTERY STAND SC20788;FOR 110 V, 160 A/HR BATTERY;2 REQUIRED PER STAND; | Substation Batteries
23021 | CORD,ELECTRICAL | 16 SQ MM;X-HF-110;0.6/1KV;RUBBER; 1 WHITE CORE;ORANGE SHEATH;FLEXIBLE COPPER;HEAT RESISTANT V125;100 M DRUM; | Cables
22708 | CORD,ELECTRICAL | 6 SQ MM;LSFLEX125;0.6/1 KV;RUBBER;1 CORE ;BLACK;FLEXIBLE COPPER;HEAT RESISTANT V125;100 M DRUM,DRUM WEIGHT 6.2 KG; USED IN SUBSTNS; | Cables
22707 | CORD,ELECTRICAL | 6 SQ MM;LSFLEX125;0.6/1 KV;RUBBER;1 CORE ;RED;FLEXIBLE COPPER;HEAT RESISTANT V125;100 M DRUM,DRIM WEIGHT 6.2 KG; USED IN SUBSTNS; | Cables
21202 | CORD,ELECTRICAL | 4 SQ MM;56/0.30 MM;0.6/1 KV;PVC;1 CORE; BLACK;FLEXIBLE COPPER;HEAT RESISTANT V90;100 M DRUM SIZE; | Cables
21201 | CORD,ELECTRICAL | 4 SQ MM;56/0.30 MM;0.6/1 KV;PVC;1 CORE; RED;FLEXIBLE COPPER;HEAT RESISTANT; V90;100 M DRUM SIZE; | Cables
19592 | CORD,ELECTRICAL | 1.5 M LG;FOR CONNECTING 25 PIN MSB PORT ON EAS SCREEN TO 15 PIN PORT ON HATACHI EH-MICRO 28 PLC;MILSPEC REF CA-843;FOR MICROCONTROLLER REFERSC19590 & SC19591 | Meters
18572 | CORD,ELECTRICAL | 300 MM LG;TERMINATED AT EACH END WITH 9 PIN MALE CONNECTORS;FOR CONNECTION BETWEEN ADAM CONVERTER TO SEL RELAYS; USED FOR PROTECTION REMOTE COMMUNICATION | Meters
18938 | CORD,ELECTRICAL | 240 V; 10 AMP;3 M LG;EXTENSION CORD; | Hardware & Tools
17789 | CORD,ELECTRICAL | 300 MM LG,TERMINATED AT EACH END WITH 9 PIN & 25 PIN CONNECTOR;FOR SEL 351 RELAY TO OSD136 MODEM,AS PER SPEC; | Meters
3224 | CORD,FIBROUS | COTTON;SASHCORD;NO 5;4 MM DIA,BRAIDED; 250 M COIL, PACK WEIGHT 6.5 KG; | Height Safety
3227 | CORD,FIBROUS | Sashcord # 10, Braided, Cotton, 8mm Dia, 200m Rolls, Pack Weight 7.5kg | Height Safety
3228 | CORD,FIBROUS | COTTON;SASHCORD;NO 11;9 MM DIA,BRAIDED; 125 M COIL,PACK WEIGHT 6.5 KG; | Height Safety
3225 | CORD,FIBROUS | COTTON;SASHCORD;NO 8;6 MM DIA,BRAIDED; 250 M COIL,PACK WEIGHT 13.0 KG; | Height Safety
7603 | CORD,FIBROUS | NYLON;GRASS CUTTING;PACK OF 1; | PPE, Hardware & Tools
3711 | CORK AND RUBBER SHEET | SYNTHETIC;1.6 MM + OR - 0.25 MM THK; 900 MM W;1200 MM LG;FOR GASKETS NEBAR N80 OF NARROW SECTION & HIGH CLAMPING PRESSURES;HIGH | Substation Accessories
3713 | CORK AND RUBBER SHEET | SYNTHETIC;3 MM + OR - 0.25 MM THK; 900 MM W;1200 MM LG;FOR GASKETS OF NARROW SECTION & HIGH CLAMPING PRESSURES;HIGH OIL RESISTANCE; | Substation Accessories
3714 | CORK AND RUBBER SHEET | SYNTHETIC;4.8 MM + OR - 0.25 MM THK; 900 MM W;1200 MM LG;4.8 MM;FOR GASKETS OF NARROW SECTION & HIGH CLAMPING PRESSURES;HIGH OIL RESISTANCE; | Substation Accessories
3712 | CORK AND RUBBER SHEET | SYNTHETIC;6 MM + OR - 0.25 MM THK; 900 MM W;1200 MM LG;(NEBAR N80);FOR GASKETS OF NARROW SECTION & HIGH CLAMPING PRESSURES;HIGH OIL | Substation Accessories
25433 | CORN STARCH POWDER | Corn Starch Baby Powd;alt to Talc Powder;For Use With Insulating Gloves; Do Not Use On Broken Skin; 200 G Bottle. | PPE, Hardware & Tools
24279 | CORONA RING | CORONA RING TO SUIT 110/132KV SYNTHETIC LONGROD INSULATORS (120 OR 160KN); SC04552; SC18680; SC19833; SC19834 | Misc Non-Contract Items
3877 | CORROSION PREVENTIVE COMPOUND | FREES NUTS,BOLTS AND FITTINGS;CLEANS GREASE,DUST,DIRT & SLUDGE,LOOSENS RUST; PROTECTS TO PREVENT FURTHER CORROSION; 400 G PRESSURE PACK,12 PER CARTON; | PPE, Hardware & Tools
18220 | CORROSION PREVENTIVE COMPOUND | MULTI-PURPOSE LUBRICANT;LIGHT BROWN LIQUID;DISTINCTIVE ODOUR;USES,WATER- PROOFING,TIMBER PRESERVATIVE & CORROSION PROTECTION;4 L OR 5L BOTTLE; | Hardware & Tools
19923 | CORROSION PREVENTIVE COMPOUND | MULTI-PURPOSE LUBRICANT;LIGHT BROWN LIQUID;WATERPROOFING PRESERVATIVE; USES,LUBRICANT & ANTI-CORROSION AGENT ON LOCKS,HINGES & ELECT CONNECTORS;750 ML | PPE, Hardware & Tools
16431 | CORROSION PREVENTIVE COMPOUND | PREVENTS CORROSION & RUST ON METAL SURFACE;COLD GALVANIZING SPRAY;USED AS A FINAL COATING OR AS A PRIMER;350 G CAN; FOR USE ON EITHER HOT OR COLD SURFACES; | PPE, Hardware & Tools
16451 | CORROSION PREVENTIVE COMPOUND | LOOSENS & PREVENTS RUST ON METAL SURFACES;350 G PRESSURE PACK,PACK OF 12; | PPE, Hardware & Tools
16996 | CORROSION PREVENTIVE COMPOUND | MULTI PURPOSE PRIMER;CARTON OF 9 X 1 KG BUCKETS;FOR USE ON BELLBOWRIE POLE WITH RE-INSTATEMENT KIT STOCK CODE 16995; new stock in 2.5kg bucket QTY 4 per CTN | PPE, Hardware & Tools
18202 | COUNTER,ELECTRICAL | 6 DIGIT;NON RESET;240 V AC;POLYCARBONATE CASE;56 MM W X 40 MM H;IP40;U/W POLE MTG CAPACITORS; | Substation Accessories
2491660 | COUPLER | Coupler Assy, ODU 600v2, 7/8GHz Equal 3dB, V & H Polarisation | Communications
2497956 | COUPLER | Coupler Assy, XPIC 600v2, 13GHz OMT Assy | Communications
2497949 | COUPLER | Coupler Assy, XPIC 600v2, 10/11GHz OMT Assy | Communications
2497907 | COUPLER | Coupler Assy, ODU 600v2, 10/11GHz Equal 3dB, V & H Polarisation | Communications
2497915 | COUPLER | Coupler Assy, ODU 600v2, 13GHz Equal 3dB, V & H Polarisation | Communications
2497931 | COUPLER | Coupler Assy, XPIC 600v2, 7/8GHz OMT Assy | Communications
2497923 | COUPLER | Coupler Assy, XPIC 600v2, 6GHz OMT Assy | Communications
2497899 | COUPLER | Coupler Assy, ODU 600v2, 6GHz Equal 3dB, V & H Polarisation | Communications
20422 | COUPLING CONNECTOR. | COUPLING CONN WITH SHORT INSULATED DEAD-BREAK SCREENED SEPARABLE CONN (ELBOW);17.5 KV TO SUIT 11 KV SYSTEM;C/W 185-240 SQ MM AL OR CU TRXLPE TRIPLEX | U/G Equipment
22599 | COUPLING CONNECTOR. | COUPLING CONN WITH SHORT INSULATED DEAD-BREAK SCREENED SEPARABLE CONN (ELBOW);17.5 KV TO SUIT 11 KV SYSTEM,400 SQ MM AL OR CU TRXLPE TRIPLEX CABLE; | U/G Equipment
20442 | COUPLING CONNECTOR. | COUPLING CONN WITH SHORT INSULATED DEAD-BREAK SCREENED SEPARABLE CONN (ELBOWS);17.5 KV TO SUIT 11 KV SYSTEM; C/W 95-240 SQ MM AL OR CU SHEAR BOLT | U/G Equipment
20421 | COUPLING PIECE. | COUPLING PIECE TO PIGGY-BACK INSULATED DEAD-BREAK SCREENED SEPARABLE CONNECTOR (ELBOW);17.5 KV TO SUIT 11 KV SYSTEM 7 400 SQ MM AL TRXLPE TRIPLEX | U/G Equipment
6504 | COUPLING,ADAPTOR,NONMETALLIC CONDUIT | RIGID UPVC;ORANGE;100 MM NOM DIA HVY DUTY FRC CONDUIT;114MM-125MM INTERNAL; TO 100 MM NOM DIA;DOUBLE ENDED SOCKET; AS2053; PACK OF 1; PACK WEIGHT 0.59 KG; | Conduit & Fittings
12478 | COUPLING,ADAPTOR,NONMETALLIC CONDUIT | RIGID UPVC;ORANGE;40 MM;HEAVY DUTY;TO 40 MM HVY DUTY CONDUIT;DOUBLE ENDED SOCKET AS2053;PACK OF 20,PACK WEIGHT 0.2 KG; | Conduit & Fittings
17122 | COUPLING,ADAPTOR,NONMETALLIC CONDUIT | RIGID UPVC;ORANGE;40 MM;HEAVY DUTY; TO 40 MM FLEXIBLE ORANGE CONDUIT; PACK OF 10; | Hardware & Tools
16987 | COUPLING,ADAPTOR,NONMETALLIC CONDUIT | RIGID UPVC;ORANGE;150 MM HVY DUTY UPVC CONDUIT;TO 125 MM CLASS 6 UPVC PRESSURE PIPE;WITH DOUBLE ENDED SOCKET; | Conduit & Fittings
16627 | COUPLING,ADAPTOR,NONMETALLIC CONDUIT | RIGID UPVC;ORANGE;40 MM NOM DIA HEAVY DUTY;TO 32 MM HVY DUTY CONDUIT;DOUBLE ENDED SOCKET;AS2053;PACK OF 15,PACK WEIGHT 0.15 KG; | Conduit & Fittings
16626 | COUPLING,ADAPTOR,NONMETALLIC CONDUIT | RIGID UPVC;ORANGE;125 MM NOM DIA LIGHT DUTY UPVC CONDUIT;TO 100 MM NOM DIA CLASS 6 UPVC CONDUIT;DOUBLE ENDED SOCKET ;AS2053;PACK OF 18,PACK WEIGHT 0.56 KG; | Conduit & Fittings
15274 | COUPLING,ADAPTOR,NONMETALLIC CONDUIT | RIGID UPVC;ORANGE;125 MM NOM DIA;LIGHT DUTY;DOUBLE ENDED SOCKET;AS2053; PACK OF 22,PACK WEIGHT 0.79 KG; | Conduit & Fittings
15262 | COUPLING,ADAPTOR,NONMETALLIC CONDUIT | RIGID UPVC;ORANGE;SOCKETLESS SLIP ACTION TO SUIT 100 MM NOM DIA FRC CONDUIT; ID 125 MM,OD132 MM;AS2053; | Conduit & Fittings
11006 | COUPLING,ADAPTOR,NONMETALLIC CONDUIT | RIGID UPVC;ORANGE;100 MM NOM SIZE LIGHT DUTY UPVC CONDUIT;TO 80 MM NOM DIA LIGHT DUTY UPVC CONDUIT;DOUBLE ENDED SOCKET; AS2053;PACK OF 40,PACK WEIGHT 0.31 KG; | Conduit & Fittings
6144 | COUPLING,EARTH ROD | FOR COPPERBONDED; 13MM ROD DIA; BOX OF 25; PACK WEIGHT 3.5KG; U/W BRI-TECH CER13 RODS; REFER SC17321 & SC22946; FOR PARALLEL RODS; | O/Head Line
21287 | COUPLING,ELECTRICAL CONDUIT | Bell Mouth, 100mm Nom Dia, HD, PVC, Orange, AS2053 | Conduit & Fittings
2477834 | COUPLING,ELECTRICAL CONDUIT | Adaptor, 50mm, HD, UPVC, Orange, Suits 50mm Flexible Orange Conduit | Conduit & Fittings
2498491 | COUPLING,HOSE | Replacement Coupling Bush, 28mm/35mm, for Metabo H-Class Battery Vacuum | Tools & Equipment
2498582 | COUPLING,HOSE | Replacement Coupling Bush, 40mm/45mm, for Metabo H-Class Battery Vacuum | Tools & Equipment
6662 | COUPLING,NONMETALLIC RIGID CONDUIT | UPVC;ORANGE;100 MM NOM DIA;LIGHT DUTY; DOUBLE ENDED SOCKET;AS2053;PACK OF 30, PACK WEIGHT 0.57 KG; | Conduit & Fittings
10900 | COUPLING,NONMETALLIC RIGID CONDUIT | UPVC;ORANGE;80 MM NOM DIA;LIGHT DUTY; DOUBLE ENDED SOCKET;AS2053;PACK OF 45, PACK WEIGHT 0.35 KG; | Conduit & Fittings
23051 | COUPLING,NONMETALLIC RIGID CONDUIT | BELL MOUTH;UPVC;WHITE;100 MM NOM DIA; COMMUNICATIONS;PACK OF 24; | Conduit & Fittings
23050 | COUPLING,NONMETALLIC RIGID CONDUIT | UPVC;WHITE;100 MM NOM DIA;SLIP COUPLING COMMUNICATIONS;PACK OF 24; | Conduit & Fittings
22829 | COUPLING,NONMETALLIC RIGID CONDUIT | WHITE PVC SPLIT CONDUIT COUPLING;SUITS 100 MM WHITE PVC SPLIT CONDUIT;SC22830; TO TELSTRA SPECIFICATION,TELSTRA CODE 73/113;COMPRISES GASKET & 4 CLIPS; | Conduit & Fittings
22724 | COUPLING,NONMETALLIC RIGID CONDUIT | RIGID PVC;25 MM;CONDUIT COUPLING;GREY; FOR JOINING 25 MM CONDUIT;BOX OF 20; | Hardware & Tools
22280 | COUPLING,NONMETALLIC RIGID CONDUIT | UPVC;ORANGE;32 MM NOM DIA;HEAVY DUTY; DOUBLE ENDED SOCKET;AS2053; | Conduit & Fittings
21286 | COUPLING,NONMETALLIC RIGID CONDUIT | BELL MOUTH UPVC;ORANGE;125 MM NOM DIA; HVY DUTY;AS2053; | Conduit & Fittings
16624 | COUPLING,NONMETALLIC RIGID CONDUIT | UPVC;ORANGE;125 MM NOM DIA;LIGHT DUTY; SOCKETLESS PARALLEL SLIP ACTION;AS2053; PACK OF 22,PACK WEIGHT 0.87 KG; | Conduit & Fittings
13979 | COUPLING,NONMETALLIC RIGID CONDUIT | UPVC;ORANGE;100 MM NOM DIA;LIGHT DUTY; SOCKETLESS PARALLEL SLIP ACTION;AS2053; PACK OF 30,PACK WEIGHT 0.57 KG; | Conduit & Fittings
13978 | COUPLING,NONMETALLIC RIGID CONDUIT | UPVC;ORANGE;80 MM NOM DIA;LIGHT DUTY; SOCKETLESS PARALLEL SLIP ACTION;AS2053; PACK OF 45,PACK WEIGHT 0.35 KG; | Conduit & Fittings
15633 | COUPLING,PIPE | SOCKET;STEEL;GALV;32 MM FEMALE;AS1074; PACK OF 20;TO BE U/W 32 MM STEEL PIPE (STOCK CODE 02594); | Conduit & Fittings
21725 | COUPLING,PIPE | PVC;ORANGE;200 MM NOM SIZE;MED DUTY; SLIP COUPLING 350 MM LG;FOR 110 KV U/G CABLE; | Conduit & Fittings
8918 | COUPLING,ROD,SCREW ANCHOR | EXTENSION TYPE;M24 INT THD; 141 KN MIN FAILING LOAD; | Bolts, Washers & Fasteners
2459121 | COVER | Pit Safe Cover 12/8, 1200mm Lg, 800 x 30mm, Yellow, Embossed with Ergon Energy (scm) | HS & PPE
2494474 | COVER | Mounting Enclosure Lid, 1 Gang, Square, Grey c/w Gasket, suit Enclosure Mounting Back Box, for Anderson Plug | Substation Batteries
2496735 | COVER | Versaflo TR-381, Disposable PAPR Cover, for Versaflo TR-300 Series PAPR, Pack of 10 | HS & PPE
2496768 | COVER | Versaflo M-976, Head, Neck & Shoulder Cover, Single Layer PPL, White, for Versaflo TR-300 Series PAPR | HS & PPE
2495307 | COVER | Ormazabal RMU, 1 x Large Cover, 2 x Small Covers, Fixing Strips & Bolts | Switchgear
2474906 | COVER,ACCESS | Single, Lockable, 645 x 798, Unfilled Ductile Iron, Class B, w/o Flap Vent, c/w Cap & Key, for Retrofit to EFCo Metric Pit Frames & use beside Explosion | U/G Accessories
2474914 | COVER,ACCESS | Single, Lockable, 645 x 798, Unfilled Ductile Iron, Class B, c/w Explosion Mitigation Flap Vent, c/w Cap & Key, for Retrofit to EFCo Metric Pit Frames | U/G Accessories
2477164 | COVER,ACCESS | Tall Pillar Lid, Modified to House Data Recorder (N/S), or Recorder & AFLC Filter (SE), Dwg 1087664-01 | U/G Pits & Pillars
2489151 | COVER,ACCESS | Padlockable Type P4, Class B, Glass Reinforced Nylon, Marked Electrical, Anti Skid surface, Black c/w Locking Tabs | U/G Pits & Pillars
2489144 | COVER,ACCESS | Lockable Type P4, Class B, Glass Reinforced Nylon, Marked Electrical, Anti Skid Surface c/w Locking Tabs | U/G Pits & Pillars
21630 | COVER,BASKET,EWP | CANVAS COVER,BLACK VINYL WITH ELASTIC EDGES;FOR REDMONDGARY EWP'S; | Substation Accessories
22831 | COVER,BOARD. | HARDWOOD;F14/F17;800 MM X 800 MM; PRINTED YELLOW WITH NON-SLIP SURFACE; 5 X 50 MM HOLES;ALL 110 MM FROM EDGE OF COVER BOARD;1 IN EACH CORNER & 1 IN | Misc Non-Contract Items
2481984 | COVER,DUST AND MOISTURE | Protective Boot, Rubber, u/w Milwaukee Compact Impact Wrench | Tools & Equipment
4673 | COVER,ELECTRICAL CONNECTOR | POLYTHENE,CLEAR;0.8 MM THK,MIN;CONDUCTOR RANGE UP TO 2.5 SQ MM (7/0.67); | Hardware & Tools
4671 | COVER,ELECTRICAL EQUIPMENT | Magnefix, PVC Dust Cover for Hazemeyer Isolator | Misc Non-Contract Items
24735 | COVER,ELECTRICAL EQUIPMENT | LV LINK COVER; PVC COVER DUAL LAYER YELLOW/GREY; 270MMX125MM FOLDED & VULCANIZED; COMPLIES WITH AS4202 CLASS II; 650V MAX; BARCODE & | Electrical Test & Accsry Equip
24169 | COVER,ELECTRICAL EQUIPMENT | DUST COVER FOR SFP CAGE, BLACK; DUST COVER FOR SFP PORTS USED ON EQUIPMENT IN THE MPLS NETWORK; | O/Head Line
24168 | COVER,ELECTRICAL EQUIPMENT | DUST COVER FOR RJ45 PORTS; USED ON EQUIPMENT IN THE MPLS NETWORK; | O/Head Line
23299 | COVER,ELECTRICAL EQUIPMENT | TOUCHSAFE TERMINATION COVER; SPARE TERMINATION COVER MOUNTED AT REAR OF FUSE SWITCH DISCONNECTOR SUPPORT FRAME (SC23300); REFER TS521 | Substation
21673 | COVER,ELECTRICAL EQUIPMENT | Replacement Cover, Clip-On, for Electrical Box, Streetlight, Circuit Breaker, Enclosure | Line Hardware
22518 | COVER,ELECTRICAL EQUIPMENT | HD Downlead Cover, 15mm ID, 2.7m Lg, 1.6mm Wall, Black, UV Stablilsed PVC, Fire Retardant, for use on Timber Poles | Line Hardware
22041 | COVER,ELECTRICAL EQUIPMENT | LV, High Visibility Insulating Sock, 230 x 110mm, Tubular Shape, for O/Head & U/Ground Apparatus, to AS4202-1994 & AS2225-1994 | PPE, Hardware & Tools
21733 | COVER,ELECTRICAL EQUIPMENT | 33 KV;AREVA;OX36;CB'S,CT SHROUD COVER; COLOUR GREY;285 MM W X 130 MM H;AS PER ALSTOM DWG MD1125 | O/Head Line
2493195 | COVER,ELECTRICAL EQUIPMENT | HD Downlead Cover, 50mm ID, 2.7m Lg, 2.6mm Wall, Black, UV Stablilsed PVC, Fire Retardant, for use on Timber Poles | Line Hardware
20793 | COVER,ELECTRICAL EQUIPMENT | HD Downlead Cover, 30mm ID, 2.7m Lg, 2.5mm Wall, Black, UV Stablilsed PVC, Fire Retardant, for use on Timber Poles | Line Hardware
20618 | COVER,ELECTRICAL EQUIPMENT | BROADBAND COVER;C/W SINGLE SLOT; 600 MM X 300 MM DOUBLE DROP X 3 MM THK; SUPPLIED ASSET & BARCODED; | PPE, Hardware & Tools
19958 | COVER,ELECTRICAL EQUIPMENT | NEX COVER;ALUMINIUM;1200 MM H X 1460 MM W X 1330 MM D;TO DWG LOSTD-ST024-01; PACK OF 1,PACK WEIGHT 24 KG; | Fabricated Metalware
19199 | COVER,ELECTRICAL EQUIPMENT | LV, High Visibility Insulating Line Cover, 850 x 850mm, Square, Half Centre Slit, Class II Drape Type, for O/Head Line Apparatus, to AS4204-1994 | PPE, Hardware & Tools
19182 | COVER,ELECTRICAL EQUIPMENT | FUSE HOLDER TERMINATION SHROUD; POLYPROPYLENE UNDRILLED;SUIT REAR STUD CONNECTED LV FUSE HOLDER; | Misc Non-Contract Items
17265 | COVER,ELECTRICAL EQUIPMENT | COVER BUSBAR,THREE PHASE SET;FOR REYROLLE LMVP 11 KV BUSBAR;C/W EPOXY COMPOUND; | Switchgear Distribution
16584 | COVER,ELECTRICAL EQUIPMENT | POLYCARBONATE;CLEAR;FOR METER TEST BLOCKS;WITH MOULDED ENERGEX LOGO; | Hardware & Tools
4680 | COVER,ELECTRICAL EQUIPMENT | PVC,RIGID;GREY;710 MM LG,590 MM W,4.5 MM THK;DUST & PROTECTIVE COVER FOR "P" LV SWITCHBOARD; | Hardware & Tools
6676 | COVER,ELECTRICITY SUPPLY PILLAR | SHORT;315 MM H,315 MM W,248 MM D; POLYPROPYLENE,NATURE GREEN;C/W TOP & BOTTOM VENTING;84 PER PALLET,PALLET WEIGHT 167 KG; | U/G Pits & Pillars
6677 | COVER,ELECTRICITY SUPPLY PILLAR | TALL;545 MM H,315 MM W,248 MM D; POLYPROPYLENE,NATURE GREEN;C/W TOP & BOTTOM VENTING;PALLET OF 60;PALLET WEIGHT 172 KG;UJ MANUAL 1.103D,1. | U/G Pits & Pillars
21752 | COVER,ELECTRICITY SUPPLY PILLAR | 750 MM H,500 MM W,420 MM D;FIBREGLASS; NATURE GREEN;LOW VOLTAGE | U/G Pits & Pillars
6932 | COVER,ELECTRICITY SUPPLY PILLAR | 630 MM H,320 MM W,260 MM D;POLYETHELENE FLAME RETARDENT;GREEN;W/EXTRA VENTING; PALLET OF 12,PACK WEIGHT 92 KG;U/W BASE STOCK CODE 06511; | U/G Pits & Pillars
22311 | COVER,ELECTRICITY SUPPLY PILLAR | TURRET LID ONLY;LOW VOLTAGE;TO SUIT LGE DULMISON CONCRETE PILLAR BASE; U/W SC20708 DISTRIBUTION PILLAR;LGE; PACK OF 1,PACK WEIGHT 25 KG; | U/G Pits & Pillars
23295 | COVER,ELECTRICITY SUPPLY PILLAR | 400A LV Link Pillar Cover Assy, UDC, C&I, 755mm H x 521mm W x 449mm D, Green PPL, suit LV 3Ph 400A Fuse Switch, TS 521 (scm) | U/G Pits & Pillars
2454221 | COVER,FUSE | ABB SafeLink 1 & 2 Fuse Cap, Single Phase | Protection
15540 | COVER,FUSE-SWITCH COMBINATION | PLASTIC;FOR USE WITH STOCK CODE 15541 FUSE-SWITCH COMBINATION;BANYO W/SHOPS, MOULD NUMBER 6940A3A;PACKS OF 100; | Street Lights
5306 | COVER,ILLUMINATION,LIGHTING FIXTURE. | ACRYLIC,CLEAR;FOR USE ON GREENDALE STRADALUX TYPE 128.00 MK 11 S/L LANTERN; HIGH IMPACT;CARTON OF 2;SUPPLIED FITTED WITH CLIPS; | Street Lights
11328 | COVER,ILLUMINATION,LIGHTING FIXTURE. | REFRACTOR BOWL;ACRYLIC,CLEAR;FOR USE ON SYLVANIA B2223/MTH;B2224/MTH & NOSTALGIA S/L LUMINAIRS,C/W RETAINING CORD;CLOSED BOTTOM; | Street Lights
13446 | COVER,ILLUMINATION,LIGHTING FIXTURE. | FLAT,CUT-OFF TYPE;GLASS,CLEAR;FOR USE ON SYLVANIA "URBAN" "LITTLE MAXI" SERIES MINOR ROAD LANTERN;C/W FITTED FITTINGS; | Street Lights
104246 | COVER,ILLUMINATION,LIGHTING FIXTURE. | DISHED TYPE;ACRYLIC,CLEAR;FOR USE ON SYLVANIA "ROADSTER" B3000 SERIES S/L LANTERN;C/W FITTING ACCESSORIES; | Street Lights
2433233 | COVER,ILLUMINATION,LIGHTING FIXTURE. | DISHED TYPE;ACRYLIC CLEAR;FOR USE ON SYLVANIA SURBURBAN LANTERN; | Street Lights
22059 | COVER,ILLUMINATION,LIGHTING FIXTURE. | DISHED TYPE;ACRYLIC CLEAR;FOR USE ON PIERLITE GREENSTREET LUMINAIRE; | Street Lights
13485 | COVER,ILLUMINATION,LIGHTING FIXTURE. | FLAT TYPE;GLASS,CLEAR;FOR U/W SYLVANIA "ROADSTER" PO 3000 SERIES CUT-OFF LANTERN C/W FITTED FITTINGS; | Street Lights
13483 | COVER,ILLUMINATION,LIGHTING FIXTURE. | FLAT TYPE;GLASS,CLEAR;FOR U/W GEC "OPTISPEC" CUT-OFF LANTERN;C/W FITTED FITTINGS; | Street Lights
13477 | COVER,ILLUMINATION,LIGHTING FIXTURE. | REFRACTOR CONE,TYPE 5 SYMMETRICAL; ACRYLIC,CLEAR;FOR USE ON GTE (SYLVANIA) B2001 POST TOP LANTERN;(PARKS & OPEN AREAS USE ONLY); | Street Lights
2485159 | COVER,MICROPHONE | Gallet Wind Muff, for LH050 Helicopter Helmet | HS & PPE
2485233 | COVER,MICROPHONE | Wind Muff, Small, 24 x 40mm, for Aspida Flight Helmet | HS & PPE
16201 | COVER,PROTECTIVE,NECK AND EARS. | Sun Protection Cover, Blue Cotton, Comes With 4 Holes For attachment to Safety Helmets SC14294 & SC1991 | HS & PPE
12020 | COVER,PROTECTIVE,TIMER. | CLIP-ON,CLEAR HARD PLASTIC COVER TO PROTECT TIMER LCD DISPLAY & SELECTOR PANEL FROM DUST & ACCIDENTAL ALTERATION OF MODE & SETTING;PACK OF 1; | Hardware & Tools
6673 | COVER,PROTECTIVE,UNDERGROUND CABLE,POLE | TYPE 3;2500 MM LG,150 MM W,100 MM D; STEEL GALV;TWO HOLES FOR EARTH FIXING; PACK OF 50;PACK WEIGHT 19 KG;FOR 2 CABLES UP TO 65 MM DIA; | Line Support Equip
6674 | COVER,PROTECTIVE,UNDERGROUND CABLE,POLE | TYPE 4;2500 MM LG,230 MM W,145 MM D; STEEL,GALV;TWO HOLES FOR EARTH FIXING; PACK OF 1;PACK WEIGHT 29 KG;FOR 3 CABLES UP TO 65 MM DIA; | Line Support Equip
13777 | COVER,PROTECTIVE,UNDERGROUND CABLE,POLE | TYPE 1;2500 MM LG,60 MM W,60 MM D;STEEL, GALV;TWO HOLES FOR EARTH FIXING; PACK OF1;PACK WEIGHT 10.5 KG;FOR 1 CABLE UP TO 48 MM DIA; | Line Support Equip
18968 | COVER,TERMINAL | GREY;PVC;TO SUIT ABB 600/400 SLBM LOW VOLTAGE SWITCHGEAR IN PADMOUNT TRANSFORMERS V-KU-ABB OR EQUIV;PACK OF 1,PACK WEIGHT 3 KG; | Fuses
19608 | COVER,TERMINAL | FOR ISKRA E895/G2;SINGLE PHASE METER; | Meters
21176 | COVER,TERMINAL | TO SUIT AMPY EM1000 KWH METERS;REFER TO SC19692 FOR METER WATTHOUR; | Misc Non-Contract Items
22510 | COVER,TERMINAL | TERMINAL COMPARTMENT COVER; HSL8950666KC;SUITABLE FOR JEAN MULLER LV SWBD SINGLE GANG FUSE SWITCH; | Misc Non-Contract Items
23927 | COVER,TERMINAL | TERMINAL COVER - MK10A | Metering Delivery
25005 | COVER,TERMINAL | TERMINAL COVER ¿ EXTENDED ¿ MK7C | Metering Delivery
2489730 | COVER,TERMINAL | Standard, for E360 3Ph Watthour Meter | Metering Delivery
2489722 | COVER,TERMINAL | Extended, for E360 3Ph Watthour Meter | Metering Delivery
2485001 | COVER,TERMINAL | Vertigroup VS3, for Double Ganged Fuse S | U/G Equipment
2484988 | COVER,TERMINAL | Vertigroup VS3, for Bottom Connect 630A | U/G Equipment
2474831 | COVER,TERMINAL | Short, for Plug In Base MK7C Meter | Metering Delivery
25527 | COVER,TERMINAL | Extended Cover, suit MK10D, MK10E & MK6E Meters | Metering Delivery
25430 | COVER,TERMINAL | Extended Cover, suit MK10A Meter | Metering Delivery
25004 | COVER,TERMINAL | TERMINAL COVER - MK10D, MK10E, MK6E | Metering Delivery
2493369 | COVER,TERMINAL | AP 3-TNS 35, Cover Profile Carrier, Sealable, DIN Rail Mount, for AP 3 Cover Profile | Substation Accessories
2493328 | COVER,TERMINAL | APH-ME, Cover Profile Carrier, Sealable, DIN Rail Mount, for AP-ME Cover Profile | Substation Accessories
23909 | COVER,TERMINAL | TERMINAL COVER - SHORT - MK7C | Metering Delivery
22512 | COVER,TERMINAL | TERMINAL COMPARTMENT COVER; ;SUITABLE FOR JEAN MULLER LV SWBD DOUBLE GANG FUSE SWITCH; | Misc Non-Contract Items
20068 | COVER,TERMINAL | FOR ME160 KWH METER;REFER SC05079; | Meters
11176 | COVER,TERMINAL BLOCK | Type ADP2 Protective Cover, SAK Series, 1m Lg, 61.5mm W, 30mm H, Transparent, PVC, u/w Type HP2 Support Bracket, Terminal Block Accessory | PPE, Hardware & Tools
2492650 | COVER,TERMINAL BLOCK | Type EA 11, Single Cover, Snap Fit, Clear, suits Phoenix UK35 | Substation Accessories
30433 | COVER,TERMINAL BLOCK | Type PL8 Protective Cover, 8mm Spacing, Transparent, PC V2, Terminal Block Accessory | Substation Accessories
30404 | COVER,TERMINAL BLOCK | Type KCO Protective Cover Kit, Versatile Mounting c/w 2 x End Stops & 2 x Sealing Accessories, Dark Grey, Terminal Block Accessory | Substation Accessories
2493377 | COVER,TERMINAL BLOCK | AP 3, Cover Profile, PVC, Transparent, 1m Lg | Substation Accessories
2493310 | COVER,TERMINAL BLOCK | AP-ME, Cover Profile, PVC, Transparent, 1m Lg | Substation Accessories
30405 | COVER,TERMINAL BLOCK | Type CO Protective Cover, 1m Lg, 77mm W, 30mm H, Transparent, PVC, Terminal Block Accessory | Substation Accessories
30311 | COVER,TERMINAL BLOCK | Type PL5 Protective Cover, 5.2mm Spacing Transparent, PC V2, Terminal Block Accessory | Substation Accessories
2492643 | COVER,TERMINAL BLOCK | Type EA 5-WS, Single Cover, Snap Fit, Yellow Tint, suits Phoenix UK3N, UK5N, & UK6N | Substation Accessories
13928 | COVER,TERMINAL BLOCK | 156 MM LG,30 MM W,74 MM H;FOR U/W TERMINAL BLOCK "KLIPPON" TYPE SAKG32; PACK OF 10;FOR U/W STOCK CODE 13923; | Hardware & Tools
2492635 | COVER,TERMINAL BLOCK | Type EA 5, Single Cover, Snap Fit, Clear, suits Phoenix UK3N, UK5N & UK6N | Substation Accessories
11177 | COVER,TERMINAL BLOCK | Type ADP3 Protective Cover, SAK Series, 1m Lg, 89mm W, 34.5mm H, Transparent, PVC, u/w Type HP3 Support Bracket, Terminal Block Accessory | Hardware & Tools
25134 | COVERALLS, UNISEX | SIZE 77S;STYLE & MFR TO ENERGEX SAMPLE; TECASAFE 500, 197GSM, YELLOW & BLUE ENERGEX/SAFETY FIRST LOGO ARC FLASH RATED | HS & PPE
25135 | COVERALLS, UNISEX | SIZE 82S;STYLE & MFR TO ENERGEX SAMPLE; TECASAFE 500, 197GSM, YELLOW & BLUE ENERGEX / SAFETY FIRST LOGO ARC FLASH RATED | HS & PPE
25137 | COVERALLS, UNISEX | SIZE 97S;STYLE & MFR TO ENERGEX SAMPLE; TECASAFE 500, 197GSM, YELLOW & BLUE ENERGEX / SAFETY FIRST LOGO ARC FLASH RATED | HS & PPE
25140 | COVERALLS, UNISEX | SIZE 112S;STYLE & MFR TO ENERGEX SAMPLE; TECASAFE 500, 197GSM, YELLOW & BLUE ENERGEX / SAFETY FIRST LOGO ARC FLASH RATED | HS & PPE
25139 | COVERALLS, UNISEX | SIZE 107S;STYLE & MFR TO ENERGEX SAMPLE; TECASAFE 500, 197GSM, YELLOW & BLUE ENERGEX / SAFETY FIRST LOGO ARC FLASH RATED | HS & PPE
25138 | COVERALLS, UNISEX | SIZE 102S;STYLE & MFR TO ENERGEX SAMPLE; TECASAFE 500, 197GSM, YELLOW & BLUE ENERGEX / SAFETY FIRST LOGO ARC FLASH RATED | HS & PPE
25136 | COVERALLS, UNISEX | SIZE 87S;STYLE & MFR TO ENERGEX SAMPLE; TECASAFE 500, 197GSM, YELLOW & BLUE ENERGEX / SAFETY FIRST LOGO ARC FLASH RATED | HS & PPE
25141 | COVERALLS, UNISEX | SIZE 117S;STYLE & MFR TO ENERGEX SAMPLE; TECASAFE 500, 197GSM, YELLOW & BLUE ENERGEX / SAFETY FIRST LOGO ARC FLASH RATED | HS & PPE
25150 | COVERALLS, UNISEX | SIZE 102R;STYLE & MFR TO ENERGEX SAMPLE; TECASAFE 500, 197GSM, YELLOW & BLUE ENERGEX / SAFETY FIRST LOGO ARC FLASH RATED | HS & PPE
25149 | COVERALLS, UNISEX | SIZE 97R;STYLE & MFR TO ENERGEX SAMPLE; TECASAFE 500, 197GSM, YELLOW & BLUE ENERGEX / SAFETY FIRST LOGO ARC FLASH RATED | HS & PPE
25148 | COVERALLS, UNISEX | SIZE 92R;STYLE & MFR TO ENERGEX SAMPLE; TECASAFE 500, 197GSM, YELLOW & BLUE ENERGEX / SAFETY FIRST LOGO ARC FLASH RATED | HS & PPE
25147 | COVERALLS, UNISEX | SIZE 82R;STYLE & MFR TO ENERGEX SAMPLE; TECASAFE 500, 197GSM, YELLOW & BLUE ENERGEX / SAFETY FIRST LOGO ARC FLASH RATED | HS & PPE
25146 | COVERALLS, UNISEX | SIZE 77R;STYLE & MFR TO ENERGEX SAMPLE; TECASAFE 500, 197GSM, YELLOW & BLUE ENERGEX / SAFETY FIRST LOGO ARC FLASH RATED | HS & PPE
25145 | COVERALLS, UNISEX | SIZE 72R;STYLE & MFR TO ENERGEX SAMPLE; TECASAFE 500, 197GSM, YELLOW & BLUE ENERGEX / SAFETY FIRST LOGO ARC FLASH RATED | HS & PPE
25144 | COVERALLS, UNISEX | SIZE 132S;STYLE & MFR TO ENERGEX SAMPLE; TECASAFE 500, 197GSM, YELLOW & BLUE ENERGEX / SAFETY FIRST LOGO ARC FLASH RATED | HS & PPE
25143 | COVERALLS, UNISEX | SIZE 127S;STYLE & MFR TO ENERGEX SAMPLE; TECASAFE 500, 197GSM, YELLOW & BLUE ENERGEX / SAFETY FIRST LOGO ARC FLASH RATED | HS & PPE
25142 | COVERALLS, UNISEX | SIZE 122S;STYLE & MFR TO ENERGEX SAMPLE; TECASAFE 500, 197GSM, YELLOW & BLUE ENERGEX / SAFETY FIRST LOGO ARC FLASH RATED | HS & PPE
25233 | COVERALLS, UNISEX | SIZE 107S;STYLE & MFR TO ENERGEX SAMPLE; TECASAFE 700, 235GSM, YELLOW & BLUE METERING DYNAMICS / SAFETY FIRST LOGO ARC FLASH RATED | HS & PPE
25232 | COVERALLS, UNISEX | SIZE 102S;STYLE & MFR TO ENERGEX SAMPLE; TECASAFE 700, 235GSM, YELLOW & BLUE METERING DYNAMICS / SAFETY FIRST LOGO ARC FLASH RATED | HS & PPE
25231 | COVERALLS, UNISEX | SIZE 97S;STYLE & MFR TO ENERGEX SAMPLE; TECASAFE 700, 235GSM, YELLOW & BLUE METERING DYNAMICS / SAFETY FIRST LOGO ARC FLASH RATED | HS & PPE
25165 | COVERALLS, UNISEX | SIZE 114L;STYLE & MFR TO ENERGEX SAMPLE; TECASAFE 500, 197GSM, YELLOW & BLUE ENERGEX / SAFETY FIRST LOGO ARC FLASH RATED | HS & PPE
25164 | COVERALLS, UNISEX | SIZE 109L;STYLE & MFR TO ENERGEX SAMPLE; TECASAFE 500, 197GSM, YELLOW & BLUE ENERGEX / SAFETY FIRST LOGO ARC FLASH RATED | HS & PPE
25163 | COVERALLS, UNISEX | SIZE 104L;STYLE & MFR TO ENERGEX SAMPLE; TECASAFE 500, 197GSM, YELLOW & BLUE ENERGEX / SAFETY FIRST LOGO ARC FLASH RATED | HS & PPE
25162 | COVERALLS, UNISEX | SIZE 89L;STYLE & MFR TO ENERGEX SAMPLE; TECASAFE 500, 197GSM, YELLOW & BLUE ENERGEX / SAFETY FIRST LOGO ARC FLASH RATED | HS & PPE
25161 | COVERALLS, UNISEX | SIZE 99L;STYLE & MFR TO ENERGEX SAMPLE; TECASAFE 500, 197GSM, YELLOW & BLUE ENERGEX / SAFETY FIRST LOGO ARC FLASH RATED | HS & PPE
25160 | COVERALLS, UNISEX | SIZE 94L;STYLE & MFR TO ENERGEX SAMPLE; TECASAFE 500, 197GSM, YELLOW & BLUE ENERGEX / SAFETY FIRST LOGO ARC FLASH RATED | HS & PPE
25159 | COVERALLS, UNISEX | SIZE 89L;STYLE & MFR TO ENERGEX SAMPLE; TECASAFE 500, 197GSM, YELLOW & BLUE ENERGEX / SAFETY FIRST LOGO ARC FLASH RATED | HS & PPE
25158 | COVERALLS, UNISEX | SIZE 84L;STYLE & MFR TO ENERGEX SAMPLE; TECASAFE 500, 197GSM, YELLOW & BLUE ENERGEX / SAFETY FIRST LOGO ARC FLASH RATED | HS & PPE
25157 | COVERALLS, UNISEX | SIZE 79L;STYLE & MFR TO ENERGEX SAMPLE; TECASAFE 500, 197GSM, YELLOW & BLUE ENERGEX / SAFETY FIRST LOGO ARC FLASH RATED | HS & PPE
25156 | COVERALLS, UNISEX | SIZE 132R;STYLE & MFR TO ENERGEX SAMPLE; TECASAFE 500, 197GSM, YELLOW & BLUE ENERGEX / SAFETY FIRST LOGO ARC FLASH RATED | HS & PPE
25155 | COVERALLS, UNISEX | SIZE 127R;STYLE & MFR TO ENERGEX SAMPLE; TECASAFE 500, 197GSM, YELLOW & BLUE ENERGEX / SAFETY FIRST LOGO ARC FLASH RATED | HS & PPE
25154 | COVERALLS, UNISEX | SIZE 122R;STYLE & MFR TO ENERGEX SAMPLE; TECASAFE 500, 197GSM, YELLOW & BLUE ENERGEX / SAFETY FIRST LOGO ARC FLASH RATED | HS & PPE
25152 | COVERALLS, UNISEX | SIZE 112R;STYLE & MFR TO ENERGEX SAMPLE; TECASAFE 500, 197GSM, YELLOW & BLUE ENERGEX / SAFETY FIRST LOGO ARC FLASH RATED | HS & PPE
25151 | COVERALLS, UNISEX | SIZE 107R;STYLE & MFR TO ENERGEX SAMPLE; TECASAFE 500, 197GSM, YELLOW & BLUE ENERGEX / SAFETY FIRST LOGO ARC FLASH RATED | HS & PPE
25251 | COVERALLS, UNISEX | SIZE 89L;STYLE & MFR TO ENERGEX SAMPLE; TECASAFE 700, 235GSM, YELLOW & BLUE METERING DYNAMICS / SAFETY FIRST LOGO ARC FLASH RATED | HS & PPE
25250 | COVERALLS, UNISEX | SIZE 84L;STYLE & MFR TO ENERGEX SAMPLE; TECASAFE 700, 235GSM, YELLOW & BLUE METERING DYNAMICS / SAFETY FIRST LOGO ARC FLASH RATED | HS & PPE
25249 | COVERALLS, UNISEX | SIZE 79L;STYLE & MFR TO ENERGEX SAMPLE; TECASAFE 700, 235GSM, YELLOW & BLUE METERING DYNAMICS / SAFETY FIRST LOGO ARC FLASH RATED | HS & PPE
25248 | COVERALLS, UNISEX | SIZE 127R;STYLE & MFR TO ENERGEX SAMPLE; TECASAFE 700, 235GSM, YELLOW & BLUE METERING DYNAMICS / SAFETY FIRST LOGO ARC FLASH RATED | HS & PPE
25247 | COVERALLS, UNISEX | SIZE 122R;STYLE & MFR TO ENERGEX SAMPLE; TECASAFE 700, 235GSM, YELLOW & BLUE METERING DYNAMICS / SAFETY FIRST LOGO ARC FLASH RATED | HS & PPE
25246 | COVERALLS, UNISEX | SIZE 117R;STYLE & MFR TO ENERGEX SAMPLE; TECASAFE 700, 235GSM, YELLOW & BLUE METERING DYNAMICS / SAFETY FIRST LOGO ARC FLASH RATED | HS & PPE
25245 | COVERALLS, UNISEX | SIZE 112R;STYLE & MFR TO ENERGEX SAMPLE; TECASAFE 700, 235GSM, YELLOW & BLUE METERING DYNAMICS / SAFETY FIRST LOGO ARC FLASH RATED | HS & PPE
25244 | COVERALLS, UNISEX | SIZE 107R;STYLE & MFR TO ENERGEX SAMPLE; TECASAFE 700, 235GSM, YELLOW & BLUE METERING DYNAMICS / SAFETY FIRST LOGO ARC FLASH RATED | HS & PPE
25243 | COVERALLS, UNISEX | SIZE 102R;STYLE & MFR TO ENERGEX SAMPLE; TECASAFE 700, 235GSM, YELLOW & BLUE METERING DYNAMICS / SAFETY FIRST LOGO ARC FLASH RATED | HS & PPE
25242 | COVERALLS, UNISEX | SIZE 97R;STYLE & MFR TO ENERGEX SAMPLE; TECASAFE 700, 235GSM, YELLOW & BLUE METERING DYNAMICS / SAFETY FIRST LOGO ARC FLASH RATED | HS & PPE
25241 | COVERALLS, UNISEX | SIZE 92R;STYLE & MFR TO ENERGEX SAMPLE; TECASAFE 700, 235GSM, YELLOW & BLUE METERING DYNAMICS / SAFETY FIRST LOGO ARC FLASH RATED | HS & PPE
25240 | COVERALLS, UNISEX | SIZE 82R;STYLE & MFR TO ENERGEX SAMPLE; TECASAFE 700, 235GSM, YELLOW & BLUE METERING DYNAMICS / SAFETY FIRST LOGO ARC FLASH RATED | HS & PPE
25239 | COVERALLS, UNISEX | SIZE 77R;STYLE & MFR TO ENERGEX SAMPLE; TECASAFE 700, 235GSM, YELLOW & BLUE METERING DYNAMICS / SAFETY FIRST LOGO ARC FLASH RATED | HS & PPE
25238 | COVERALLS, UNISEX | SIZE 132S;STYLE & MFR TO ENERGEX SAMPLE; TECASAFE 700, 235GSM, YELLOW & BLUE METERING DYNAMICS / SAFETY FIRST LOGO ARC FLASH RATED | HS & PPE
25237 | COVERALLS, UNISEX | SIZE 127S;STYLE & MFR TO ENERGEX SAMPLE; TECASAFE 700, 235GSM, YELLOW & BLUE METERING DYNAMICS / SAFETY FIRST LOGO ARC FLASH RATED | HS & PPE
25236 | COVERALLS, UNISEX | SIZE 122S;STYLE & MFR TO ENERGEX SAMPLE; TECASAFE 700, 235GSM, YELLOW & BLUE METERING DYNAMICS / SAFETY FIRST LOGO ARC FLASH RATED | HS & PPE
25235 | COVERALLS, UNISEX | SIZE 117S;STYLE & MFR TO ENERGEX SAMPLE; TECASAFE 700, 235GSM, YELLOW & BLUE METERING DYNAMICS / SAFETY FIRST LOGO ARC FLASH RATED | HS & PPE
25234 | COVERALLS, UNISEX | SIZE 112S;STYLE & MFR TO ENERGEX SAMPLE; TECASAFE 700, 235GSM, YELLOW & BLUE METERING DYNAMICS / SAFETY FIRST LOGO ARC FLASH RATED | HS & PPE
2667 | COVERALLS,DISPOSABLE | DRY PARTICLE SUITS;WHITE;SIZE LGE; TWO ZIPPERS;SINGLE OR DOUBLE STORM FLAPS ;3 PIECE HOOD;ELASTICIZED WAIST;RATED TYPE 5 & 6;PROVIDES PROTECTION AGAINST | PPE, Hardware & Tools
22267 | COVERALLS,DISPOSABLE | DRY PARTICLE SUITS;WHITE;SIZE XL;TWO ZIPPERS;SINGLE OR DOUBLE STORM FLAPS;3 PIECE HOOD;ELASTICIZED WAIST; RATED TYPE 5 & 6;PROVIDES PROTECTION | PPE, Hardware & Tools
15333 | COVERALLS,DISPOSABLE | DRY PARTICLE SUITS;WHITE;SIZE MED; TWO ZIPPERS;SINGLE OR DOUBLE STORM FLAPS ;3 PIECE HOOD;ELASTICIZED WAIST;RATED TYPE 5 & 6;PROVIDES PROTECTION AGAINST | PPE, Hardware & Tools
22445 | COVERALLS,DISPOSABLE | DRY PARTICLE SUITS;WHITE;SIZE 2 XL;TWO ZIPPERS;SINGLE OR DOUBLE STORM FLAPS; 3 PIECE HOOD;ELASTICIZED WAIST;RATED TYPE 5 & 6;PROVIDES PROTECTION AGAINST | PPE, Hardware & Tools
2465771 | COVERALLS,SAFETY,INDUSTRIAL | Disposable, Hooded Coverall, XL, Fire Retardant PPL SMS Non-woven Fabric, White c/w Orange Seams, Elasticated Face, Wrists, Waist & Ankles | HS & PPE
2479574 | COVERALLS,SAFETY,INDUSTRIAL | Disposable, Hooded, 3XL, Tyvek, Type 5 & 6, White | HS & PPE
2474849 | CRADLE | Modem Cradle for Short Terminal Cover, used with Plug In Base MK7C Meter | Metering Delivery
221986 | CRAYON, MARKING | LUMBER;YELLOW;BOX OF 12; | PPE, Hardware & Tools
25051 | CRIMPER,BATTERY OPERATED | 12 TON; C FRAME OPENING;30 MM JAW OPENING; SKIN ONLY; PINCH FREE; MAX 300 MM2 AL/CU;14.4 V DC MOTOR; 350 DEGREE SWIVEL HEAD; | Hardware & Tools
925051 | CRIMPER,BATTERY OPERATED | 12 TON; C FRAME OPENING;30 MM JAW OPENING; SKIN ONLY; PINCH FREE; MAX 300 MM2 AL/CU;14.4 V DC MOTOR; 350 DEGREE SWIVEL HEAD; | Tools & Equipment
2493567 | CRIMPING TOOL, TERMINAL, HAND | Hand Crimper, Hex Crimper 6-50mm2, 390mm long | Hardware & Tools
2493575 | CRIMPING TOOL, TERMINAL, HAND | Hand Crimper, Hex Crimper 6-120mm2, 660mm long | Hardware & Tools
22808 | CRIMPING TOOL,HAND OPERATED | TOOL CRIMP RATCHET;FOR CRIMPING BOOTLACE CRIMPS; | Hardware & Tools
19609 | CRIMPING TOOL,HYDRAULIC | HYDRAULIC CRIMPING TOOL;12 TON HAND CRIMPER;31 MM RAM STROKE;610 MM LG X 150 MM W;TWO STAGE PUMP ACTION; 180 DEG SWIVEL HEAD;FIBREGLASS HANDLES; | Hardware & Tools
2498871 | CRIMPING TOOL,HYDRAULIC | Milwaukee, 12T Metric Hydraulic, 18V Battery Crimper, Skin | Hardware & Tools
R2471498 | CRIMPING TOOL,HYDRAULIC | REFURBISHED, Battery Operated, 18V, 13T, Platinum Series, Skin Only | Tools & Equipment
2472777 | CRIMPING TOOL,HYDRAULIC | Milwaukee, M18 Force Logic Crimper, 6T Force, 18V, Capacity 300mm2 Cu & Al, 337.8mm Lg c/w One Key Technology, Skin Only | Hardware & Tools
2471498 | CRIMPING TOOL,HYDRAULIC | Battery Operated, 18V, 13T, Platinum Series, Skin Only | Hardware & Tools
25344 | CRIMPING TOOL,HYDRAULIC | Intercable Battery Pump, Remote Control, 700 Bar Operating Pressure (70MPa), 800ml Tank Capacity, Custom Coupling c/w Carry Bag, for operating hydraulic tools | Tools & Equipment
19202 | CROSSARM,COMPOSITE | TEMPORARY,LIVE LINE,FIBREGLASS;2.7 M LG; | Crossarms
20053 | CROSSARM,COMPOSITE | FIBREGLASS;2100 MM LG;100 MM X 100 MM; DRILLED FOR 11TM,11SM POWER DISTRIBUTION;PALLETOF 50,PACK WEIGHT 450 KG; | Crossarms
19799 | CROSSARM,COMPOSITE | Fibre, 2580mm Lg Nom, 100 x 100mm, for LVP, LVA, LVU, LVT, LVS Construction Drilled, EQLS-10036-01, Pack of 50 (scm) | Crossarms
21232 | CROSSARM,COMPOSITE | FIBREGLASS;2600 MM LG;100 MM X 100 MM; HOLES DRILLED 5;FOR CONSTR,11P & 11ED03; FOR TRIAL PURPOSES ONLY; | Crossarms
21251 | CROSSARM,COMPOSITE | FIBREGLASS;3000 MM LG;100 MM X 100 MM; DRILLED;FOR LVPTU,LVPTS,LVPTT POWER DISTRIBUTION;PALLET OF 50,PACK WEIGHT 550 KG; | Crossarms
21976 | CROSSARM,COMPOSITE | Fibre, 2550mm Lg Nom, 125 x 125mm, LV Strain/Termination, LVS2 & LVT2, Drilled EQLS-10035-01 (scm) | Crossarms
22277 | CROSSARM,COMPOSITE | Fibre, 2500mm Lg Nom, 125 x 125mm, 11kV Strain/Termination, 3kN MWT, for 11SC2 & 11TC2, Drilled, Outside Hole to Centre 1200mm, EQLS-10037-01, Pack of 40 | Crossarms
24097 | CROSSARM,COMPOSITE | COMPOSITE;2700 MM LG;125 MM X 125 MM; DISTRIBUTION;WISHBONE BOTTOM ARM; DRILLED;U/O ENERGEX CONSTRUCTION; CROSS-SECTION DIMENSIONS: | Crossarms
24096 | CROSSARM,COMPOSITE | COMPOSITE;2700 MM LG;125 MM X 125 MM; DISTRIBUTION;WISHBONE TOP ARM; DRILLED;U/O ENERGEX CONSTRUCTION; CROSS-SECTION DIMENSIONS: | Crossarms
24095 | CROSSARM,COMPOSITE | COMPOSITE;3600 MM LG;125 MM X 125 MM; DISTRIBUTION;33SUAH CONSTR;DRILLED; U/O ENERGEX CONSTRUCTION; CROSS-SECTION DIMENSIONS: | Crossarms
24094 | CROSSARM,COMPOSITE | COMPOSITE;3600 MM LG;125 MM X 125 MM; DISTRIBUTION;33SUA CONSTR;DRILLED; U/O ENERGEX CONSTRUCTION; CROSS-SECTION DIMENSIONS: | Crossarms
24093 | CROSSARM,COMPOSITE | COMPOSITE;3600 MM LG;125 MM X 125 MM; DISTRIBUTION;33SU CONSTR;DRILLED; U/O ENERGEX CONSTRUCTION; CROSS-SECTION DIMENSIONS: | Crossarms
24092 | CROSSARM,COMPOSITE | COMPOSITE;3600 MM LG;125 MM X 125 MM; DISTRIBUTION;33PO CONSTR;DRILLED; U/O ENERGEX CONSTRUCTION; CROSS-SECTION DIMENSIONS: | Crossarms
24091 | CROSSARM,COMPOSITE | COMPOSITE;2700 MM LG;125 MM X 125 MM; DISTRIBUTION;11SUA, 11SUAH,33P CONSTR; DRILLED;U/O ENERGEX CONSTRUCTION; CROSS-SECTION DIMENSIONS: | Crossarms
24090 | CROSSARM,COMPOSITE | COMPOSITE;2700 MM LG;125 MM X 125 MM; DISTRIBUTION;11SU CONSTR;DRILLED; U/O ENERGEX CONSTRUCTION; CROSS-SECTION DIMENSIONS: | Crossarms
21250 | CROSSARM,COMPOSITE | FIBREGLASS;3590 MM LG;125 MM X 125 MM; DRILLED;FOR LONG SPAN LVS2 & LVT2 APPLICATIONS; | Crossarms
22818 | CROSSARM,COMPOSITE | FIBREGLASS;1900 MM FROM END HOLE TO END HOLE;100 MM X 100 MM;SUITS 11ABC3 & 11ABC4 CONSTRUCTIONS;FOR 11ABC JOINTING PURPOSE ONLY; | Crossarms
22792 | CROSSARM,COMPOSITE | FIBREGLASS;2400 MM FROM END HOLE TO END HOLE;100 MM X 100 MM;SUITS 11ABC1 & 11ABC2 CONSTRUCTIONS;7 KN MWT PER CONDUCTOR;DWG - EC003-00032; | Crossarms
2466225 | CROSSARM,COMPOSITE | Fibre, Predrilled, 2700 x 100 x 100mm, LV, Cantilever Intermediate/Angle, Dwg 924043-10 (scm) | Crossarms
2478824 | CROSSARM,COMPOSITE | Fibre, Predrilled, 2260 x 100 x 100mm, HV, Cantilever Intermediate, Dwg 924043-12 (scm) | Crossarms
2419075 | CROSSARM,COMPOSITE | Fibre, 2525mm Lg Nom, 100 x 100mm, 11kV Intermediate, Drilled, EQLS-10034-01 (scm) | Crossarms
2472280 | CROSSARM,COMPOSITE | LV Temporary, Fibreglass, 2.7m Lg, Orange c/w Bracket Labels & Bag | Electrical Test & Accsry Equip
2434439 | CROSSARM,COMPOSITE | Fibre, Predrilled, 4139 x 125 x 125mm, 110kV, Wishbone, Set of 3 Xarms, Top/Middle/Brace, Packaged in Sets, | Crossarms
2434447 | CROSSARM,COMPOSITE | Fibre, Predrilled, 4010 x 125 x 125mm, 110kV, Wishbone, Set of 3 Xarms, Top/Middle/Brace, Packaged in Sets, | Crossarms
2434421 | CROSSARM,COMPOSITE | Fibre, Predrilled, 4200 Lg, 3758 Lg & 1243mm Lg, 125 x 125mm, 110kV, Wishbone, Set of 3 Crossarms Top/Middle/Brace, Packaged in Sets | Crossarms
22310 | CROSSARM,COMPOSITE | Fibre, 2574mm Lg Nom, 100 x 100mm, 7kN MWT, for 11SC & 11TC, EQLS-10037-01, Pack of 50 (scm) | Crossarms
21975 | CROSSARM,COMPOSITE | FIBREGLASS;2700 MM LG;125 MM X 125 MM; DRILLED FOR LVT,LVS WHERE CCT IS USED; PACK OF 50,PALLET WEIGHT 500 KG; | Crossarms
21306 | CROSSARM,COMPOSITE | FIBREGLASS;1700 MM LG;100 MM X 100 MM; BUCK ARM;FOR USE AT PT STATIONS FOR TRANSFORMER ISOLATION;C/W FERRULES FOR DISCONNECTORS & FUSES;PALLET OF 50, | Crossarms
21231 | CROSSARM,COMPOSITE | FIBREGLASS;2600 MM LG;100 MM X 100 MM; HOLES DRILLED 6;FOR CONSTR,LVP,LVA,LVT, & LVS;FOR TRIAL PURPOSES ONLY; | Crossarms
19813 | CROSSARM,COMPOSITE | Fibre, 2574mm Lg Nom, 100 x 100mm, for 11P & 11ED03 Construction, Drilled, EQLS-10034-01, Pack of 40 (MOQ 80) (scm) | Crossarms
19897 | CROSSARM,COMPOSITE | FIBREGLASS;2100 MM LG;100 MM X 100 MM; DRILLED;FOR LVPM,LVUM, LVSM LVTM, POWER DISTRIBUTION; PALLET OF 50,PACK WEIGHT 450 KG; | Crossarms
19203 | CROSSARM,COMPOSITE | TEMPORARY,LIVE LINE,FIBREGLASS;2. M LG; | Crossarms
19952 | CROSSARM,METAL | STEEL;5.5 M LG;150 MM X 150 MM X 5 MM SHS GALV H FRAME STRAIN;8.9 KN MWT HORIZONTAL;2.4 KN VERTICAL PER PHASE ATTACHMENT;TO BE SUPPLIED AFTER | Crossarms
19951 | CROSSARM,METAL | STEEL;5.5 M LG;150 MM X 100 MM X 5 MM RHS GALV H FRAME STRAIN;6.4 KN MWT HORIZONTAL;2.2 KN VERTICAL PER PHASE ATTACHMENT;TO BE SUPPLIED AFTER | Line Support Equip
19950 | CROSSARM,METAL | STEEL;5.5 M LG;150 MM X 100 MM X 5 MM RHS GALV H FRAME SUSPENSION;4 KN MAX CONDUCTOR WEIGHT PER PHASE ATTACHMENT; PACK OF 1,PACK WEIGHT 330 KG; | Line Support Equip
19925 | CROSSARM,METAL | STEEL;GALV;3600 MM LG;150 MM X 100 MM X 6 MM RHS;13 KN NWT;FABRICATED WITH 305 MM GAINBASE FITTING;PACK OF 1; | Crossarms
19846 | CROSSARM,METAL | STEEL;GALV;2470 MM LG;100 MM X 100 MM X 5 MM THK SHS GALV;8 KN MWT HORIZONTAL; 3.7 KN VERTICAL PER PHASE ATTACHMENT WITH PROVISION FOR REINFORCING TO 13 KN | Line Support Equip
19282 | CROSSARM,METAL | STEEL;GALV;FOR O/H EARTHWIRE CROSSARM LIGHT;SINGLE CIRCUIT TRANSMISSION HARDWARE;PACK OF 6,PACK WEIGHT 33.9 KG; | Line Support Equip
19281 | CROSSARM,METAL | STEEL;GALV;FOR O/H EARTHWIRE CROSSARM; LIGHT; DOUBLE CIRCUIT TRANSMISSION HARDWARE;PACK OF 6,PACK WEIGHT 48.5 KG; | Line Support Equip
19022 | CROSSARM,METAL | STEEL;GALV;1750 MM LG;100 PFC;AS3679-300 ;FOR DOUBLE CIRCUIT INTERMEDIATE STRUCTURES WITH POST INSULATORS; PACK OF 9 PACK WEIGHT 22.5 KG; | Line Support Equip
19021 | CROSSARM,METAL | STEEL;GALV;2994 MM LG;125 MM X 125 MM X 6 MM THK;AS1663-C350;TENSION CROSSARM; 8 KN PER PHASE;PACK OF 3,PACK WEIGHT 80 KG; | Line Support Equip
22501 | CROSSARM,METAL | STEEL;RHS GALV;5000 MM LG X 100 MM X 200 MM X 4 MM THK;TRANSMISSION SINGLE CROSSARM;FOR DOUBLE CIRCUIT CROSSARM; STANDARD TRANSMISSION HARDWARE; | Crossarms
22152 | CROSSARM,METAL | STEEL;GALV;FOR O/H EARTHWIRE CROSSARM; HEAVY;DOUBLE CIRCUIT TRANSMISSION HARDWARE; | Crossarms
21353 | CROSSARM,METAL | STEEL;RHS GALV;2600 MM LG;150 MM X 100 MM X 4 MM THK;TRANSMISSION DOUBLE CROSSARM; | Crossarms
21352 | CROSSARM,METAL | STEEL;RHS GALV;5100 MM LG;150 MM X 100 MM X 4 MM THK;TRANSMISSION DOUBLE CROSSARM;STRAPPED SET OF 2; | Crossarms
21238 | CROSSARM,METAL | STEEL;GALV;2490 MM LG;100 MM X 100 MM X 4 MM THK SHS GALV;6 KN MWT HORIZONTAL; C/W BRACKET;1.2 KN VERTICAL PER PHASE; | Line Support Equip
20082 | CROSSARM,METAL | Galv Steel, for 11kV & 33kV Expanded Trident Constructions, Dwg 15627-A3, Pallet of 16 (scm) | Line Support Equip
19954 | CROSSARM,METAL | STEEL;5.5 M LG;150 MM X 150 MM X 6 MM SHS GALV H FRAME STRAIN;12.2 KN MWT HORIZONTAL;3.4 KN VERTICAL PER PHASE ATTACHMENT;PACK OF 1; | Line Support Equip
19953 | CROSSARM,METAL | STEEL;5.5 M LG;200 MM X 200 MM X 5 MM SHS GALV H FRAME STRAIN;13.5 KN MWT HORIZONTAL;2.4 KN VERTICAL PER PHASE ATTACHMENT;TO BE SUPPLIED AFTER | Crossarms
16892 | CROSSARM,METAL | STEEL;GALV;1600 MM LG;SQUARE HOLLOW SECTION,100 MM X 100 MM;BUNDLE OF 25, PACK WEIGHT 637.5 KG;FOR U/W 11TDTL TRIDENT CONSTRUCTION & 11TDSL; | Crossarms
16112 | CROSSARM,METAL | STEEL;GALV;2 X 4830 MM LG (ASSEMBLY); 180 MM X 75 MM CHANNEL;ELEC POWER TRANSMISSION; 'J' STRUCTURE CROSSARM REPLACEMENT; | Crossarms
2547 | CROSSARM,WOOD | HARDWOOD;2700 MM LG;150 MM X 100 MM;ELEC POWER DISTRIBUTION;11WB,33WB,11WA,33WA, (UPPER ARM) CONSTR;DRILLED;U/O ENERGEX CONSTRUCTIONS; | Crossarms
10891 | CROSSARM,WOOD | HARDWOOD;2700 MM LG;100 MM X 100 MM;ELEC POWER DISTRIBUTION;SPAR,UNDRILLED;PACK OF 15; 100 MM SURFACE TO BE PAINTED AND GRADED;TO BE USED FOR THE MANUFACTURE OF | Crossarms
2404433 | CROSSARM,WOOD | Bare, 4600 x 150 x 100mm, Strain/ Termination | Crossarms
14317 | CROSSARM,WOOD | HARDWOOD;2700 MM LG;150 MM X 100 MM;ELEC POWER DISTRIBUTION;11W,33W CONSTR; DRILLED;U/O ENERGEX CONSTRUCTION;BUNDLE OF 12; | Crossarms
14299 | CROSSARM,WOOD | HARDWOOD;3000 MM LG;150 MM X 100 MM;ELEC POWER DISTRIBUTION;LVPTT,LVPTS,LVPTT2, LVPTS2 CONSTR;DRILLED;U/O ENERGEX CONSTRUCTION;BUNDLE OF 12; | Crossarms
14298 | CROSSARM,WOOD | HARDWOOD;2700 MM LG;150 MM X 100 MM;ELEC POWER DISTRIBUTION;LVSUA CONSTR;DRILLED ;U/O ENERGEX CONSTRUCTION;BUNDLE OF 12; | Crossarms
14297 | CROSSARM,WOOD | HARDWOOD;2700 MM LG;150 MM X 100 MM;ELEC POWER DISTRIBUTION;LVT,LVS,LVT2,LVS2 CONSTR;DRILLED;U/O ENERGEX CONSTRUCTION; REPLACEMENT STOCK CODE 19799;BUNDLE | Crossarms
14296 | CROSSARM,WOOD | HARDWOOD;2700 MM LG;100 MM X 100 MM;ELEC POWER DISTRIBUTION;LVCP,LVCA CONSTR; DRILLED;U/O ENERGEX CONSTRUCTION; BUNDLE OF 15; | Crossarms
14295 | CROSSARM,WOOD | HARDWOOD;2700 MM LG;100 MM X 100 MM; ELEC POWER DISTRIBUTION;LVA,LVP,LVU CONSTR;DRILLED;U/O ENERGEX CONSTRUCTION; BUNDLE OF 15; | Crossarms
14279 | CROSSARM,WOOD | HARDWOOD;2700 MM LG;150 MM X 100 MM;ELEC POWER DISTRIBUTION;11A CONSTR;DRILLEDU/O ENERGEX CONSTRUCTION;BUNDLE OF 12; | Crossarms
14276 | CROSSARM,WOOD | HARDWOOD;2700 MM LG;100 MM X 100 MM;ELEC POWER DISTRIBUTION;11RBS CONSTR;DRILLED; U/O ENERGEX CONSTRUCTION;BUNDLE OF 15; | Crossarms
11381 | CROSSARM,WOOD | HARDWOOD;3600 MM LG;100 MM X 125 MM;ELEC POWER DISTRIB/TRANSMISSION;SPAR, UNDRILLED;FOR LONG SPAN FLAT ARM CONSTRUCTION,END PLATES TO BE FITTED; | Crossarms
15839 | CROSSARM,WOOD | HARDWOOD;2700 MM LG;150 MM X 100 MM;ELEC POWER DISTRIBUTION;SPAR UNDRILLED; BUNDLE OF 12,150 MM SURFACE TO BE PAINTED AND GRADED;FOR THE MAUNFACTURE | Crossarms
14649 | CROSSARM,WOOD | HARDWOOD;3000 MM LG;100 MM X 100 MM;ELEC POWER DISTRIBUTION;LVPTU CONSTR; DRILLED;U/O ENERGEX CONSTRUCTION; BUNDLE OF 15; | Crossarms
11067 | CROSSARM,WOOD | HARDWOOD;3000 MM LG;100 MM X 100 MM;ELEC POWER DISTRIBUTION;SPAR,UNDRILLED;PACK OF 15; 100 MM SURFACE TO BE PAINTED AND GRADED;FOR THE MANUFACTURE OF SC 14649; | Crossarms
10894 | CROSSARM,WOOD | HARDWOOD;3600 MM LG;150 MM X 100 MM;ELEC POWER DISTRIBUTION;SPAR,UNDRILLED;PACK OF 12,100 MM SURFACE TO BE PAINTED AND GRADED;TO BE USED TO MANUFACTURE | Crossarms
10609 | CROSSARM,WOOD | HARDWOOD;2700 MM LG;150 MM X 100 MM;ELEC POWER DISTRIBUTION;11S/M,11T/M,11XS/M, 11T,11S,11TZ,11SZ,11TT,11TS,33T,33S,33TZ ,33SZ,33TT,33TS CONSTR;DRILLED;U/O | Crossarms
10594 | CROSSARM,WOOD | HARDWOOD;1500 MM LG;100 MM X 100 MM;ELEC POWER DISTRIBUTION;(TYPE A) OHEW SUPPORT CONSTR;DRILLED;U/O ENERGEX CONSTRUCTION; BUNDLE OF 12; | Crossarms
5869 | CROSSARM,WOOD | HARDWOOD;2700 MM LG;100 MM X 150 MM;ELEC POWER DISTRIBUTION;SPAR,UNDRILLED;PACK OF 12,100 MM SURFACE TO BE PAINTED AND GRADED;TO BE USED FOR THE MANUFACTURE | Crossarms
5870 | CROSSARM,WOOD | HARDWOOD;3000 MM LG;150 MM X 100 MM;ELEC POWER DISTRIBUTION;SPAR,UNDRILLED;PACK OF 12,150 MM SURFACE TO BE PAINTED AND GRADED;TO BE USED FOR THE MANUFACTURE | Crossarms
2544 | CROSSARM,WOOD | HARDWOOD;2700 MM LG;150 MM X 100 MM;ELEC POWER DISTRIBUTION;11WB,33WB,11W,11WA, 33W,33WA,(LOWER ARM) CONSTR;DRILLED; U/O ENERGEX CONSTRUCTIONS;BUNDLE OF 12; | Crossarms
2478 | CROWBAR | Chisel & Diamond Ends, 1800mm Lg (6 Ft), 25mm Dia (1"), Hex Sect, Pack of 1 | Hardware & Tools
19569 | CROWBAR | 40 MM W CHISEL END BLADE;1700 MM LG; INSULATED BAR SECTION OF HANDLE & TAMPER;FOR USE AROUND ENERGISED LV UG CABLES | Hardware & Tools
16527 | CUBICLE,ELECTRICAL EQUIPMENT. | OUTDOOR TYPE,FOR LV DISTRIBUTION BOARDS; U/W GROUND TRANSFORMERS;STEEL PAINTED, 1360 MM W,990 MM D,1990 M H;C/W ROOF LIFTING EYE & DOUBLE DOORS FRONT & REAR; | Misc Non-Contract Items
16608 | CUBICLE,ELECTRICAL EQUIPMENT. | OUTDOOR;FOR HOUSING AUDIO FREQ INJECTION EQUIPMENT;3CR12 (OR 304 SS) STEEL,SHEET; ACCESS DOOR ON ONE END & ON ONE SIDE;C/W SAFETY ACCESS SCREENS,IN ACCORDANCE WITH | Substation
13735 | CUBICLE,ELECTRICAL EQUIPMENT. | OUTDOOR;FOR HOUSING OF AUDIO FREQ INJECTION EQUIPMENT;STEEL,SHEET;ACCESS DOORS ON EACH END & ONE SIDE;C/W SAFETY ACCESS SCREENS;W/INT LIGHT & EXT SWITCH; | Substation
16793 | CUBICLE,ELECTRICAL EQUIPMENT. | OUTDOOR;FOR HOUSING 2500 AMP LV SWITCHBOARD;CONSISTING OF 2500 AMP, STROMBERG ISOLATOR,2 X 400 AMP & 1 X 630 AMP STROMBERG OR (WEBBER) FUSE | Substation
17820 | CUBICLE,ELECTRICAL EQUIPMENT. | 36/12 KV;3 PHASE;800 AMP;50 HZ;O/D CUBICLE;MODULAR SUBSTN TRANSITION KIOSK;C/W NON-STD KIOSK CONNECTION;36 KV SIDE,70 KV RMS;170 KV BIL;SH TIME CURR | Misc Non-Contract Items
24184 | CUBICLE,ELECTRICAL EQUIPMENT. | SURFACE MOUNTED ENCLOSURES, HAGAR LOAD CENTRE; LOAD CENTRE 8 CB POSITIONS USED IN SLIMLINE RACKS FOR MPLS COMMUNICATIONS INSTALLATIONS; | Communications
21700 | CUBICLE,ELECTRICAL EQUIPMENT. | OUTDOOR;FOR LV DISTRIBUTION BOARD;FOR GROUND TRANSFORMER;C&I SUBSTN;1400 MM W,500 MM D,1850 MM H;C/W ROOF LIFTING EYE & DOUBLE DOORS,FRONT ENTRY; | Substation
17821 | CUBICLE,ELECTRICAL EQUIPMENT. | 36 KV;3 PHASE; 800 AMP; FUSE UNIT;50 HZ; O/D CUBICLE;MODULAR SUBSTN TRANSITION KIOSK;C/W NON-STD KIOSK CONNECTIONS; 36 KV ONLY;70 KV RMS;170 KV BIL;SH TIME | Misc Non-Contract Items
17819 | CUBICLE,ELECTRICAL EQUIPMENT. | 36/12 KV;3 PHASE;800 AMP;50 HZ;O/D CUBICLE;MODULAR SUBSTN TRANSITION KIOSK;C/W STD KIOSK CONNECTIONS;36 KV SIDE,70 KV RMS;170 KV BIL;SH TIME CURR | Misc Non-Contract Items
16791 | CUBICLE,ELECTRICAL EQUIPMENT. | OUTDOOR;C/W HOUSING 630 AMP LV SWITCHBOARD;CONSISTING OF 630 AMP, ISOLATOR,2 X400 AMP & 1 X 630 AMP ABB FUSE SWITCH BASES;1 X STOCK CODE 04683 & | Substation
11519 | CUBICLE,PILOT CABLE ISOLATION | 5 KV OR 15 KV ISOLATION;LAMIWOOD 18 MM THK;NEW MOSS NATURAL FINISH; 600 MM W,420 MM D,2300 MM H; | Misc Non-Contract Items
20059 | CUBICLE,PILOT CABLE ISOLATION | 5 KV ISOLATION;LAMIWOOD;18 MM THK;JADE TEXTURE FINISH;600 MM W,420 MM D, 2300 MM H;FITTED OUT WITH TERMINALS;USE EMPTY CABINET SC11519; | Misc Non-Contract Items
18205 | CUBICLE,RACK FRAME. | STEEL;SUBSTATION RELAY RACK;19 IN RACK; 205 MM D,600 MM W,2293 MM H;REFER DWG 13901-A1;PACK OF 1,PALLET OF 2,PALLET WEIGHT 56 KG; | Communications
22701 | CUBICLE,RACK FRAME. | PLINTH SIDE PIECES;700 MM H;FULL HEIGHT; U/W SC21330 (600 MM X 700 MM PANEL);PACK CONSISTS OF LEFT (LH) & RIGHT (RH) HANDED SIDES;USED IN SUBSTNS; | Communications
23834 | CUBICLE,RACK FRAME. | INDOOR TELECOMMUNICATIONS GENERAL NODE CUBICLE 45RU 19" RACK; STEEL FRAME;SIDE PANELS;FRONT & REAR DOORS; EARTH BAR; G-RAIL; MOD19" RAILS | Fabricated Metalware
24810 | CUBICLE,RACK FRAME. | STEEL;47RU 600MM x 700MM 19 INCH RACK FRAME AT FRONT; REAR DOOR; 600MM WIDE; 700D 2200MM H; C/W 100MM PLINTH FITTED- SOLID FRONT AND BACK AND PLINTH | Communications
24811 | CUBICLE,RACK FRAME. | SIDE PANEL ONLY SUITS SC24810; STEEL; 47RU 600MM X 700MM 19 INCH RACK FRAME AT FRONT DOOR; 600MM W; 700MM D; 2200MM H; C/W 100 PLINTH FITTED; SOLID | Communications
23859 | CUBICLE,RACK FRAME. | INDOOR TELECOMMUNICATIONS WALL MOUNT CUBICLE; 6RU 19"; 6RU X 350; HORIZONTAL EARTH BAR 3MM X 18MM C/W 14 X M6; | Communications
23788 | CUBICLE,RACK FRAME. | INDOOR SUBSTATION SACS CUBICLE 19" RACK; SCADA RACK;STEEL FRAME;C/W SIDE PANELS; PLINTH;REAR DOOR;C/W SHELVES;BLANK PLATES;EARTH BAR;G-RAIL, FITTED; | Communications
22635 | CUBICLE,RACK FRAME. | 1 RU;CABLE MANAGEMENT RAIL;19 IN RACK MOUNT;USED TO SECURE CAT5E PATCH LEADS FOE PATCH PANELS; | Hardware & Tools
21330 | CUBICLE,RACK FRAME. | STEEL;47ru 600MM x 700MM 19 INCH RACK FRAME AT FRONT;REAR DOOR;600 MM W,700 MM D,2200 MM H;C/W 100 MM PLINTH FITTED - SOLID FRONT AND BACK AND PLINTH | Communications
19959 | CULVERT BOX | UNIVERSAL;CONCRETE;1380 MM W X 1080 MM D X 1232 MM LG;C/W 2 X END COVERS;U/W PADMOUNT TRANSFORMERS;REFER SC19960 FOR FOUNDATION; | Concrete Assemblies
2482537 | CULVERT BOX | Concrete, 1.7 Tonne, 11kV 1.5MVA Substation Support, Super Heavy Duty | Concrete Assemblies
2482065 | CULVERT BOX | Concrete, 1500 x 1200 x 2400mm, c/w Ferrules & Unistrruts, NOJA GMK Support | Concrete Assemblies
2482073 | CULVERT BOX | Concrete, 100mm Thick Bolt-on Box Culvert Endwall, c/w Knock-Outs | Concrete Assemblies
2482081 | CULVERT BOX | Concrete, 100mm Thick Bolt-on Box Culvert Endwall, c/w 650 x 650mm Void | Concrete Assemblies
19566 | CULVERT BOX UNIT | CONCRETE;INVERT;900 X 900 X 1200 LG;C/W LIFTING LUGS IN BOTTOM OF INVERT;MRS 11. 24 (12/99);130 KN TEST LOAD 900 X 900; WITH P1000 UNISTRUT SET IN TOP OF INVERT | Concrete Assemblies
19568 | CULVERT BOX UNIT | CONCRETE;INVERT;1200 X 900 X 1200 LG;C/W LIFTING LUGS IN BOTTOM OF INVERT;MRS 11. 24 (12/99);130 KN TEST LOAD 900 X 900; PACK OF 1;PALLET WEIGHT 1330KG; | Concrete Assemblies
23751 | CULVERT BOX UNIT | CONCRETE;INVERT;1500 X 900 X 1200 LG;C/W LIFTING LUGS IN BOTTM OF INVERT;AS1597.2 EXP B1; NET WEIGHT 1805KG; | Concrete Assemblies
19567 | CULVERT BOX UNIT | CONCRETE;INVERT;900 X 900 X 1200 LG;C/W LIFTING LUGS IN BOTTOM OF INVERT;MRS 11. 24 (12/99);130 KN TEST LOAD 900 X 900; PACK OF 1;PALLET WEIGHT 1000 KG; | Concrete Assemblies
25314 | CURRENT LOGGER | MULTICHANNEL LOAD LOGGER UNIT ONLY; WIFI ENABLED, SOFTWARE, CARRY BAG AND SOFT RUBBER PROTECTIVE CASING; | Hardware & Tools
25313 | CURRENT LOGGER | MULTICHANNEL LOAD LOGGER UNIT KIT; WIFI ENABLED, SOFTWARE, CARRY BAG AND SOFT RUBBER PROTECTIVE CASING; COMES AS KIT, 4 X CT 3000A FLEX A CODE STRAIGHT; | Hardware & Tools
17420 | CUSHION KIT,DOWNLEAD | FOR WOOD POLES;OPGW DIA 14.4 MM - 16.6 MM;C/W COACH SCREW & SQ WASHER; | O/Head Line
17831 | CUSHION KIT,DOWNLEAD | FOR CONCRETE POLES;TO SUIT 14.4 - 16.6 MM;FIBRE ALIGN DOWNLOAD CUSHION KIT; | Line Hardware
21745 | CUSHION KIT,DOWNLEAD | OPGW MOUNTING TO STEEL TOWER;SUITS DIA RANGE 14.4 MM-16.6 MM;OPGW & TOWER ANGLE SIZE 45 MM-100 MM; | O/Head Line
24085 | CUSHION KIT,DOWNLEAD | OPGW TOWER DOWNLEAD WITH EXTENSION TO SUIT 14.48 OPGW; | O/Head Line
21833 | CUSHION KIT,DOWNLEAD | FOR CONCRETE POLES;TO SUIT 11.9 MM - 14.3 MM;FIBRE ALIGN DOWNLOAD CUSHION KIT; | O/Head Line
21765 | CUSHION KIT,DOWNLEAD | FOR WOODEN POLES;ADSS DIA 11.9 MM - 14.3 MM;SUITABLE FOR ADSS DIA 12.6 MM ADSS CABLE,SC17826; | Line Hardware
11240 | CUSHIONING MATERIAL,PACKAGING | PLASTICS;AIR CAP TYPE;1.5 M W;1 M ROLL 1 ROLL PER PALLET, PACK WEIGHT 10 KG; FOR PACKAGING OF STORES STOCK ITEMS; MAX STORAGE CAPACITY = 20 ROLLS; | Hardware & Tools
15513 | CUSHIONING MATERIAL,PACKAGING | PLASTICS;AIR CAP TYPE;0.68 M W;750 MM ROLL;2 ROLLS/PALLET;PACK WEIGHT 7.5 KG; FOR PACKAGING OF STORES STOCK ITEMS; | Hardware & Tools
2492296 | CUTTER,BATTERY OPERATED | Milwaukee, M18 Force Logic, 860mm2 ACSR Cutter, Skin Only | Hardware & Tools
2489375 | CUTTER,BATTERY OPERATED | Klauke Cutter, Battery Hydraulic, 18V B/Tooth, Inline, 25mm max, Cu/Al/ACSR, Skin c/w M18 Makita/Milwaukee Battery Adaptor & Cutter Capacity Labels | Hardware & Tools
R2469666 | CUTTER,BATTERY OPERATED | REFURBISHED, M18 ForceLogic 6T Cable Cutter, Scissor Action, 18V, 355mm Lg, suit Al/Cu Cable to 35mm Dia & ACSR to 22.5mm Dia | Tools & Equipment
2469666 | CUTTER,BATTERY OPERATED | M18 ForceLogic 6T Cable Cutter, Scissor Action, 18V, 355mm Lg, suit Al/Cu Cable to 35mm Dia & ACSR to 22.5mm Dia | Hardware & Tools
2487 | CUTTER,BOLT | CENTRE CUT JAWS;14 IN O/A LG; GENERAL CUTTING;PACK OF 1; | Hardware & Tools
2488 | CUTTER,BOLT | CENTRE CUT JAWS;18 IN O/A LG; GENERAL CUTTING;PACK OF 1; | Hardware & Tools
2489 | CUTTER,BOLT | CENTRE CUT JAWS;24 IN O/A LG; GENERAL CUTTING;PACK OF 1; | Hardware & Tools
2490 | CUTTER,CABLE,HAND OPERATED | GEAR & RATCHET TYPE;310 MM O/A LG; SUITABLE FOR SOFT DRAWN ALUMINIUM & COPPER CABLES UP TO 32 MM DIA OR 250 SQ MM;C/W VINYL PROTECTIVE CARRY BAG;1000 V | Tools & Equipment
18955 | CUTTER,CABLE,HAND OPERATED | 77 KN OUTPUT FORCE;HAND OPERATED TWO STAGE HYDRAULIC PUMP;REPLACEABLE BLADES,SUITS STRANDED CU,AL & ACSR UP TO 24 MM DIA,STAY WIRE UP TO 20 MM DIA,180 | Hardware & Tools
15280 | CUTTER,CABLE,HAND OPERATED | SINGLE HANDLE ECCENTRIC RATCHET TYPE; 180 MM O/A LG;ADJUSTABLE ECCENTRIC, REPLACEABLE BLADE;SUPPLIED IN PLASTIC CASE; | Hardware & Tools
20018 | CUTTER,CABLE,HAND OPERATED | SHEAR CUT BLADE TYPE;160 MM LG;VINYL GRIP HANDLE;FOR CABLE RANGE DIAMETER 9 MM TO 22 MM AL/CU;PACK OF 1; | Hardware & Tools
20278 | CUTTER,CABLE,HAND OPERATED | Pencil Sharpener Type, 95mm2 ABC | Hardware & Tools
20019 | CUTTER,CABLE,HAND OPERATED | PARROT BEAK TYPE;210 MM LG;FOR CABLE RANGE DIAMETER 16 MM TO 35 MM AL/CU; PACK OF 1; | Hardware & Tools
2416584 | CUTTER,CABLE,HAND OPERATED | 222mm, for use in Insulated Tool Kit | Tools & Equipment
14922 | CUTTER,CABLE,HAND OPERATED | Gear & Ratchet Type, for Cutting Single Core Double Insulated Cable, Bare Al & Cu Cable up to 300mm2, Max 32mm OD, replacement blade Y-K683T/3 | Hardware & Tools
104516 | CUTTER,CABLE,HAND OPERATED | Cable, Ratchet, 254mm long, Capacity 32mm AL/Cu, 20mm ACSR | Hardware & Tools
104420 | CUTTER,CABLE,HAND OPERATED | Parrot Beak Type, suit 70mm2 Cu & Al Conductor c/w Red Insulated Handles, for Installation Inspector Tool Kit & Pole Top Rescue Kit | Tools & Equipment
918955 | CUTTER,CABLE,HAND OPERATED | Repaired77 KN OUTPUT FORCE;HAND OPERATED TWO STAGE HYDRAULIC PUMP;REPLACEABLE BLADES,SUITS STRANDED CU,AL & ACSR UP TO 24 MM DIA,STAY WIRE UP TO 20 MM DIA,180 | Tools & Equipment
25327 | CUTTER,CABLE,HAND OPERATED | Intercable, Cable Screen Cutter HLS Kit in Rigid Case, Contains: Cutter, Stop Clamp, Silicon Grease | Hardware & Tools
25052 | CUTTER,CABLE,POWERED | Izumi Battery Powered, 18V Series 7, Cuts up to 50mm Non-Ferrous Cable & 21mm Hard Cu, Skin Only, c/w Milwaukee Adaptor | Hardware & Tools
925052 | CUTTER,CABLE,POWERED | Repaired, Izuni Battery Powered, 14.4V DC Motor, Cuts up to 50mm Non-Ferrous Cable & 21mm Hard Cu, Skin Only | Tools & Equipment
16838 | CUTTER,HYDRAULIC,PORTABLE | SUIT UP TO 240 SQ MM CABLE; SUIT UP TO 100MM STEEL WIRE ARMOUR CABLE HYDRAULIC FLUID POWER OPERATED; FITTED WITH CEJN MALE COUPLER HALF | Tools & Equipment
12435 | CUTTER,STEEL STRAPPING | STRAIGHT BLADE;METAL PACKING STRAP CUTTING; | Tools & Equipment
2489284 | CUTTER,WEED,WHIP | Milwaukee, M18 Fuel, Line Trimmer Attachment, 355-406mm Cutting Swath, QUIK-LOK Connection, 102cm L | Hardware & Tools
2493450 | CUTTER,WEED,WHIP | Milwaukee, M-18 Fuel, Brushcutter Attachment, suits M18FOPH power Head | Hardware & Tools
2484236 | CUTTER,WIRE ROPE,HAND OPERATED | Sunrise Attachment (Live Line Tools) | Tools & Equipment
20654 | CYLINDER HEAD | RE-MAN CYLINDER HEADS;TO SUIT CAT G3500 ENGINES;SPECIFICALLY MODIFIED FOR NRX; REFER R.BUTCHER,GERNERATION TECH/ SUPPORT MANAGER; | Tools & Equipment
20663 | CYLINDER HEAD | NEW CYLINDER HEADS;TO SUIT CAT G3500 ENGINES;TO BE SPECIFICALLY MODIFIED FOR NRX (CONTACT R.BUTCHER);TWO MAN LIFT ITEMS OVER 20 KG; | Tools & Equipment
20664 | CYLINDER HEAD | USED CYLINDER HEAD;TO SUIT CAT G3500 ENGINES;REQUIRING MODIFICATIONS FOR NRX (CONTACT R.BUTCHER);TWO MAN LIFT OVER 20 KG;HOLD STOCK TO SUFFICIENT STOCK | Tools & Equipment
2862 | CYLINDER,GAS | 2 KG CAP;LP GAS;LH OUTLET VALVE;3/8 IN B.S.P;AS B115-240;WT WHEN EMPTY 3.6 KG; | Substation
17558 | CYLINDER,GAS | 16 G CARTRIDGE;CO2 GAS;FITTED WITH VALVE ;PACK OF 10 = 1;FOR USE WITH RAYCHEM INFLATION TOOL RDSS-IT-16, STOCK CODE 17555; | Dangerous Goods
22275 | CYLINDER,GAS | Empty Cylinder, Size G, for SF6 Cleaned/ Used Gas Purity > 97%, Apple Green Body, Golden Yellow Shoulder, Type 31 Valve, Bottle Strapped to Skid | Substation
25352 | CYLINDER,GAS | Empty Cylinder, 10kg, for SF6 Used Contaminated Gas < 97%, Brown Body, Golden Yellow Shoulder, Type 31 Valve c/w Handle | Substation
2488005 | CYLINDER,GAS | Empty Cylinder, Size G, 50kg, for SF6 Waste, Golden Yellow Body/Shoulder, Poor Purity Gas to be Scrapped, Not Suitable for Reuse & Uneconomical to Recycle | Substation
2493153 | CYLINDER,GAS | Empty Cylinder, Size G, SF6 Maintenance Work Only, Purity >90%, Moisture as per MAC C3/C4 Criteria, N24 Silver Grey Body Y14 Gold Yellow Shoulder, Type 31 Valve, | Substation
2497212 | CYLINDER,GAS | Empty Cylinder, Size D (10kg) for SF6 Clean Gas, Apple Green Body & Shoulder, Type 31 Valve, 1 Bottle per Skid, Not for field use, for SF6 Recyclers to | Substation
2493161 | CYLINDER,GAS | Empty Cylinder, 10kg, SF6 Maintenance Work Only, Purity >90%, Moisture as per MAC C3/C4 Criteria, N24 Silver Grey Body Y14 Gold Yellow Shoulder, Type 31 Valve, | Substation
2491132 | CYLINDER,GAS | Empty Cylinder, Size G, for SF6 Gas, (SF6) Technical Grade Gas Categorised as NEW to EQL Standards, Cylinder for SF6 Gas with a Purity Above 99.7% & | Substation
2487999 | CYLINDER,GAS | Empty Cylinder, 10kg, for SF6 Waste, Golden Yellow Body/Shoulder, Poor Purity Gas to be Scrapped, Not Suitable for Reuse & Uneconomical to Recycle | Substation
25354 | CYLINDER,GAS | Empty Cylinder, Size G, for SF6 Used Contaminated Gas < 97%, Brown Body, Golden Yellow Shoulder, Type 31 Valve | Substation
23869 | CYLINDER,GAS | Empty Cylinder, 10kg, for SF6 Cleaned/ Used Gas Purity > 97%, Apple Green Body, Golden Yellow Shoulder, Type 31 Valve c/w Handle | Substation
3186 | CYLINDER,LOCK | MASTER MK METERING SERIES;SOLID BRASS CYLINDER,SATIN CHROME FINISH;CYLINDER ONLY;KEYED TO MASTER MK METERING SYSTEM;FOR PRIVATE RES.USE; | General Hardware
2479566 | CYLINDER,LOCK | Master S3 Series, Half Fixed Cam Cyl, w/o Keys, Keyed to Master M0444/S3, Solid Brass/Zinc Diecast, Chrome Plate, suit Dorma Panic Exit Device, for C&I | General Hardware
19391 | CYLINDER,LOCK | MASTER S1 SERIES;W/O KEYS;SOLID BRASS CYLINDER;CYLINDER ONLY ROUND (201);NO KEYS;KEYED TO MASTER M0444/S1 SYSTEM FOR USE IN SUBSTATIONS;(OZ LOCK);PACK | General Hardware
19390 | CYLINDER,LOCK | MASTER S1 SERIES;W/O KEYS;SOLID BRASS CYLINDER;CYLINDER ONLY OVAL(570);NO KEYS ;KEYED TO MASTER M0444/S1 SYSTEM FOR USE IN SUBSTATIONS;(OZ LOCK);PACK OF 20,PACK | General Hardware
16727 | CYLINDER,LOCK | C/W X CAMS,NO KEYS,CYLINDER ONLY BRASS; KEYED ALIKE TO S2 SYSTEM;FOR USE IN SUBSTATIONS;BOX OF 20,WEIGHT 2.6 KG; | General Hardware
13415 | CYLINDER,LOCK | MASTER S3 SERIES;W/"X" CAMS;W/O KEYS; CYLINDER ONLY;NO KEYS;KEYED TO MASTER M0444/S3 SYSTEM;FOR USE IN SUBSTATIONS; (OZ LOCK);BOX OF 20,WEIGHT 2.6 KG; | General Hardware
13138 | CYLINDER,LOCK | KEY-N-KNOB LOCKSET;MASTER S3 SERIES;W/O KEYS;SATIN CHROME FINISH;CYLINDER ONLY; KEYED TO MASTER M0444/S3 SERIES; BOX OF 20,WEIGHT 1.0 KG; | General Hardware
13136 | CYLINDER,LOCK | MASTER S2 SERIES;W/O KEYS;SOLID BRASS CYLINDER;CYLINDER ONLY ROUND;NO KEYS; KEYED TO MASTER M0444/S2 SYSTEM FOR USE IN SUBSTATIONS;(OZ LOCK);BOX OF 10, | General Hardware
13050 | CYLINDER,LOCK | MASTER S3 SERIES;W/O KEYS;SOLID BRASS CYLINDER;CYLINDER ONLY;NO KEYS; KEYED TO MASTER M0444/S3 SYSTEM;SUIT DEADLOCK 213;RETAINING SCREWS S/S;TAIL & CIRCLIP | General Hardware
5910 | DAMPER,VIBRATION,TRANSMISSION LINE | SPIRAL;PVC;19.3 MM DIA CONDUCTOR; 19/3.75 MM AAC;PACK OF 20; PACK WEIGHT 20 KG; | Line Hardware
5913 | DAMPER,VIBRATION,TRANSMISSION LINE | SPIRAL;PVC;8.29 MM DIA CONDUCTOR; 3/4/2.50 MM ACSR;BOX OF 36, PACK WEIGHT 18 KG; | Line Hardware
5916 | DAMPER,VIBRATION,TRANSMISSION LINE | DOG BONE DAMPER;18.1 MM TO 21.0 MM DIA; BOX OF 6;WEIGHT 18.8 KG; | Line Hardware
5915 | DAMPER,VIBRATION,TRANSMISSION LINE | SPIRAL;PVC;14.3 MM DIA CONDUCTOR; 7/4.75 MM AAC;6/4.75 + 7/1.60 MM ACSR; BOX OF30,PACK WEIGHT 15 KG;P.A.R. MAINLY USED ON SPECIFIC JOBS; | Line Hardware
5914 | DAMPER,VIBRATION,TRANSMISSION LINE | SPIRAL;PVC;11.72 MM DIA CONDUCTOR; 7/3.00 MM & 7/3.75 MM AAC;6/1/3.00 MM & 6/1/3.75 MM ACSR;PACK OF 60, PACK WEIGHT 18 KG; | Line Hardware
2407129 | DAMPER,VIBRATION,TRANSMISSION LINE | DOG BONE DAMPER;SUITS 21-24 MM OD CONDUCTOR; | Line Hardware
2407132 | DAMPER,VIBRATION,TRANSMISSION LINE | Dogbone/Stockbridge Type, for Venus, Sulphur, Silicon, Topaz, Olive & Paw Paw Cable, AAC AAAC ACSR, 31 to 34mm Clamp Dia Range | Line Hardware
20825 | DAMPER,VIBRATION,TRANSMISSION LINE | DOG BONE DAMPER;FOR 7 MM TO 14 MM DIA CONDUCTOR; | Line Hardware
20826 | DAMPER,VIBRATION,TRANSMISSION LINE | Dogbone/Stockbridge Type, for Neptune, Krypton, Opal & Grape Cable, 19/3.25, AAC AAAC ACSR SC/GZ, 15.1 to 18.0mm Clamp Dia Range | Line Hardware
20674 | DAMPER,VIBRATION,TRANSMISSION LINE | FIBERLIGN DIELECTRIC DAMPER VIBRATION; SPIRAL;ADSS DIA 11.75 MM -14.30 MM;FOR ADSS FIBRE INSTALLATION;COLOUR YELLOW; | Line Hardware
19824 | DAMPER,VIBRATION,TRANSMISSION LINE | SPIRAL;OPGW DIA 8.30 MM - 11.74 MM; 1300 MM LG;BLACK;FOR OPGW FIBRE INSTALLATION; | Line Hardware
18235 | DAMPER,VIBRATION,TRANSMISSION LINE | Dogbone/Stockbridge Type, for Uranus, Spinel, Selenium & Orange Cable, AAC AAAC & ACSR, 27.1 to 31.0mm Clamp Dia Range, Box of 6 | Line Hardware
18024 | DAMPER,VIBRATION,TRANSMISSION LINE | SPIRAL;PVC;4.4-6.34 MM DIA CONDUCTOR; 3/2.75 MM STEEL,3/2.75 AAC,3/4/1.75 ACSR ;PACK OF 30;PACK WEIGHT 8.5 KG; | Line Hardware
17422 | DAMPER,VIBRATION,TRANSMISSION LINE | SPIRAL;14.31 - 19.30 MM DIA;1650 MM LG, GREEN;USED IN THE INSTALLATION OF FIBRE OPTIC CABLE;PACK OF 20; WEIGHT 20 KG; | Line Hardware
2407139 | DAMPER,VIBRATION,TRANSMISSION LINE | Stockbridge Type, OPGW, 14.0 mm with Structural Rods, ETS 11-09-01 | Line Hardware
2492403 | DAMPER,VIBRATION,TRANSMISSION LINE | Stockbridge Type, Clamp Size 15.5-20.0mm | Subtransmission
16812 | DAMPER,VIBRATION,TRANSMISSION LINE | SPIRAL;PVC;14.32 - 19.30 MM;ORANGE;BOX OF 50;USED AS BIRD DETERRENT,ORDER AS REQUIRED; | Line Hardware
16811 | DAMPER,VIBRATION,TRANSMISSION LINE | SPIRAL;PVC;11.75 - 14.30 MM;BOX OF 50; USED AS BIRD DETERRENT,ORDER AS REQUIRED; | Line Hardware
16810 | DAMPER,VIBRATION,TRANSMISSION LINE | SPIRAL;PVC;8.30 - 11.74 MM;ORANGE;BOX OF 50;USED AS BIRD DETERRENT; | Line Hardware
16809 | DAMPER,VIBRATION,TRANSMISSION LINE | SPIRAL;PVC;6.4 - 8.3 MM;ORANGE;BOX OF 50 ;USED AS BIRD DETERRENT; | Line Hardware
16808 | DAMPER,VIBRATION,TRANSMISSION LINE | SPIRAL;PVC;4.40 - 6.34 MM;ORANGE;BOX OF 50;USED AS BIRD DETERRENT; WEIGHT OF BOX 5 KG; | Line Hardware
2496214 | DEFIBRILLATOR | Phillips HeartStart FRx Defibrillator, AED c/w M5070A Battery, SMART Pads II, Ready Shave Pack, Carry Case, 6 x 18 x 22cm, for Field use | HS & PPE
14754 | DEODORANT,GENERAL PURPOSE | Liquid;Clean Linen Fragrance;Air Freshner;400 G Pressure Pack,12 Per Carton,Pack Weight 5 KG; | PPE, Hardware & Tools
2427151 | DESCENDER | Controlled Descend Device, Rated for 2 Person use, suit 11mm Kernmantle Rope | PPE, Hardware & Tools
2491405 | DESICCANT KIT | Dessicant, suit GE HYpact | Substation
2491439 | DESICCANT KIT | Dessicant, suit GL309, GL312, GL314, DT1 72.5, DT1 145 | Substation
22154 | DESICCANT,ACTIVATED | E-GEL; SILICA GEL;ORANGE CRYSTAL;THAT TURN GREEN WHEN WATER SATURATED;12.5 KG BUCKET; | Misc Non-Contract Items
16916 | DETECTOR,SYSTEM VOLTAGE | MK 2,BUSBAR/CABLE ALIVE INDICATOR;0.1 - 4.0 MA,AC INPUT;INDICATES 3 PHASE SUPPLY ;AUX POWER SUPPLY RANGES,20 V - 60 V & 90 V - 140 V DC;PROVIDE C/O CONTACT | Switchgear
19200 | DETECTOR,SYSTEM VOLTAGE | TAG200;SINGLE VOLTAGE RANGE;11-33 KV; TESTER ONLY; | Electrical Test & Accsry Equip
24145 | DETECTOR,SYSTEM VOLTAGE | DETECTOR,SYSTEM VOLTAGE REPLACEMENT HOUSING; CONTACT VOLTAGE DETECTOR, RANGE 11-33KV; TAG 200 REPLACEMENT WHITE POLYCARBONATE HOUSING; | Hardware & Tools
25319 | DETECTOR,SYSTEM VOLTAGE | INDOOR KIT, VOLTAGE DETECTOR; TO SUIT TAG200MR FAMECA 11-33KV RATED UNIT ONLY INCLUDES: VECTOR EXTENSION PROBE, BRASS DISC & HAZEMEYER ORIFICE BRASS ADAPTOR; | Hardware & Tools
25318 | DETECTOR,SYSTEM VOLTAGE | HOUSING, VOLTAGE DETECTOR; HV VOLTAGE DETECTOR YELLOW HOUSING; TO SUIT FAMECA VECTOR 11-33KV RATED UNIT ONLY; COMPLIES WITH IEC61243-1; | Electrical Test & Accsry Equip
25436 | DETECTOR,SYSTEM VOLTAGE | Voltage Dector; Suits Schneider GenieEvo; 2000A 1250A VBES SUPPLY DATA: VOLTAGE: | Switchgear
19201 | DETECTOR,SYSTEM VOLTAGE | Tag330, Single Voltage Range, 110-330kV, Audible/Visual Indication, Universal Sunrise Fitting in Carry Case, c/w Hook & Probe | Hardware & Tools
22914 | DETECTOR,VOLTAGE | VDS Type, Replacement Test Point/Phase Out Indicators, 4mm Voltage Indication Sockets, 146 x 30mm, for ABB Safelink RMU | Hardware & Tools
2406872 | DETECTOR,VOLTAGE | Fameca TAG, HV Tester, 11/66kV, Outdoor Kit, Audible/Visual Indication, Universal Sunrise Fitting in Carry Case c/w Hook & Probe, TS RSE04 | Hardware & Tools
2434835 | DETECTOR,VOLTAGE | Tester Proximity Volt Stick, Blue, 50V, Visual/Audible, Non-contact, Min of Cat III | PPE, Hardware & Tools
4032 | DETERGENT,GENERAL PURPOSE | 20 L CONTAINER;SUITABLE FOR FLOORS,CARS, DISHES,WALLS,TILES ETC;PACK WEIGHT 22 KG ; | General Hardware
4037 | DETERGENT,GENERAL PURPOSE | SUITABLE FOR USE IN PRESSURE CLEANERS & FOR MANUAL CLEANING;LOW 'PH' VALUE; 20 L DRUM,PACK WEIGHT 22 KG;TURCO PLAUDIT; | PPE, Hardware & Tools
15426 | DEVICE,INTERFERENCE SUPPRESSION | STAINLESS STEEL;CLEVIS SHUNT;FOR U/W CLEVIS TYPE DISC INSULATORS;PACK OF 100; USED TO SUPPRESS RADIO AND TV INTERFERENCE; | Insulator
21939 | DIAGRAM,BOARD | TYPE 1;1800 MM W;1200 MM H;FOR SUBSTN FURNITURE DIAGRAM BOARD;C/W 2 X TIMBER MTG BRACKETS 1620 MM LG;ITEM TO BE STORED INDOORS; | Substation Accessories
21940 | DIAGRAM,BOARD | TYPE 3;1200 MM W;600 MM H;FOR SUBSTN FURNITURE DIAGRAM BOARD;C/W 2 X TIMBER MTG BRACKETS 1080 MM LG;ITEM TO BE STORED INDOORS; | Substation Accessories
2142 | DIE,CRIMPING TOOL | STEEL;HEX;25 MM AF;FOR ALUMINIUM BASED SLEEVES;U/W UTILUX COMPRESSION TOOL NO.38 OR EQUIV; PACK OF 1,PACK WEIGHT 0.015 KG; | Hardware & Tools
2150 | DIE,CRIMPING TOOL | STEEL;INDENT;TO SUIT 120 SQ MM SOLID ALUMINIUM SECTOR CRIMP LUG;U/W UTILUX COMPRESSION TOOL NO.38 OR EQUIV;REFER STOCK CODE 02151 FOR ASSOCIATE PART; | Hardware & Tools
2151 | DIE,CRIMPING TOOL | STEEL;INDENT NEST;TO SUIT INDENT DIE RANGE OF 70 TO 185 SQ MM OF SOLID ALUMINIUM SECTOR CONDUCTOR 3 CORE CABLE;U/W UTILUX COMPRESSION TOOL NO.38A | O/Head Line
2148 | DIE,CRIMPING TOOL | STEEL;HEX;20.0 MM AF;TO SUIT 185 SQ MM COPPER COMPRESSION LUGS;U/WCABAC COMPRESSION TOOL;PACK OF 1,PACK WEIGHT 0.017 KG; | Hardware & Tools
19721 | DIE,CRIMPING TOOL | STEEL;HEX;17.3 M AF;TO SUIT 35 - 70 SQ MM COPPER COMPRESSION LUGS;U/W UTILUX COMPRESSION TOOL NO.38A OR EQUIV; PACK OF 1,PACK WEIGHT 0.26 KG; | Hardware & Tools
17197 | DIE,CRIMPING TOOL | STEEL;HEX;21 MM AF;FOR ALUMINIUM BASED COMPRESSION FITTINGS;U/W UTILUX COMPRESSION TOOL NO.38A OR EQUIV;FOR U/W TERMINAL LUG STOCK CODE 09945; | Hardware & Tools
17028 | DIE,CRIMPING TOOL | STEEL;HEX;26.2 MM AF;FOR ALUMINIUM BASED SLEEVES (PLUTO);U/W UTILUX COMPRESSION TOOL NO.38A OR EQUIV;PACK OF 1,PACK WEIGHT0.017 KG; | Hardware & Tools
16871 | DIE,CRIMPING TOOL | STEEL;HEX;21.5 MM AF;FOR ALUMINIUM BASED COMPRESSION FITTINGS;U/W UTILUX COMPRESSION TOOL NO.38A OR EQUIV; PACK OF 1,PACK WEIGHT 0.017 KG; | Hardware & Tools
15817 | DIE,CRIMPING TOOL | STEEL;HEX;19.3 MM AF;FOR COPPER COMPRESSION SLEEVES ONTO 19/.101 CONDUCTOR;U/W UTILUX COMPRESSION TOOL NO.38A OR EQUIV;PACK OF 1;PACK | Hardware & Tools
14022 | DIE,CRIMPING TOOL | STEEL;HEX;7.7 MM AF;FOR COPPER BASED LUGS ONTO 19/1.35 MM COPPER CONDUCTOR; U/W UTILUX COMPRESSION TOOL NO.38A OR EQUIV;PACK OF 1,PACK WEIGHT0.27 KG; | Hardware & Tools
13937 | DIE,CRIMPING TOOL | STEEL;HEX;13.2 MM AF;FOR CAST ALUMINIUM LUG ONTO 70 SQ MM ABC;U/W UTILUX COMPRESSION TOOL NO.38A OR EQUIV; PACK OF 1,PACK WEIGHT 0.026 KG; | Hardware & Tools
13936 | DIE,CRIMPING TOOL | STEEL;HEX;9 MM AF;FOR CAST ALUMINIUM LUG 6 TO 35 SQ MM ABC;U/W UTILUX COMPRESSION TOOL NO.38A OR EQUIV;PACK OF 1,PACK WEIGHT 0.027 KG; | Hardware & Tools
13608 | DIE,CRIMPING TOOL | STEEL;HEX;19 MM AF;U/W UTILUX COMPRESSION TOOL NO.38A OR EQUIV; PACK OF 1,PACK WEIGHT 0.020 KG; | Hardware & Tools
11429 | DIE,CRIMPING TOOL | STEEL;OVAL;FOR COPPER EARTHING CONNECTORS;U/W UTILUX COMPRESSION TOOL NO.38A OR EQUIV;PACK OF 1,PACK WEIGHT 0.129 KG;REFER SC18728 FOR | Hardware & Tools
11084 | DIE,CRIMPING TOOL | STEEL;HEX;17.3 MM AF;FOR 6/1/3.00 ACSR ALUMINIUM (APPLE) 9.00 MM;U/W UTILUX COMPRESSION TOOL NO. 38A OR EQUIV; PACK OF 1,PACK WEIGHT 0.019 KG; | Hardware & Tools
11083 | DIE,CRIMPING TOOL | STEEL;HEX;18.0 MM AF;FOR 7/3.75 MM AAC (MARS);11.30 MM AND 7/.134 FLY; U/W UTILUX COMPRESSION TOOL NO.38A OR EQUIV; SUITABLE DIE FOR 7/3.75 FULL TENSION | Hardware & Tools
9942 | DIE,CRIMPING TOOL | STEEL;HEX;17.8 MM AF;FOR BIMETAL TYPE LUGS ONTO 7/3.75 MM AAC (MARS); U/W UTILUX COMPRESSION TOOL NO.38A OR EQUIV;PACK OF 1,PACK WEIGHT 0.019 KG; | Hardware & Tools
9940 | DIE,CRIMPING TOOL | STEEL;HEX;10.4 MM AF;FOR COPPER BASED LUGS ONTO 19/1.78 COPPER CONDUCTOR; U/W UTILUX COMPRESSION TOOL NO.38A OR EQUIV;PACK OF 1,PACK WEIGHT0.26 KG; | Hardware & Tools
2144 | DIE,CRIMPING TOOL | STEEL;HEX;11.5 MM AF;TO SUIT 70 SQ MM COPPER CRIMP LUGS;U/W UTILUX COMPRESSION TOOL NO.38A OR EQUIV; PACK OF 1,PACK WEIGHT 0.26 KG; | Hardware & Tools
22528 | DIE,CRIMPING TOOL | STEEL;HEX;16.5 AF;TO SUIT 120 SQ MM CCT; U/W UTILUX COMPRESSION TOOL 38A OR EQUIV;PACK OF 1; | Hardware & Tools
21972 | DIE,CRIMPING TOOL | Compression, Hex 6T, 14mm A/F Al, 25mm2 LV ABC | O/Head Line
19086 | DIE,CRIMPING TOOL | STEEL;SUITABLE FOR 1 MM TO 6 MM TERMINAL LUGS;TYPE HP3;PLIER TYPE;PACK OF 1; | Hardware & Tools
19052 | DIE,CRIMPING TOOL | STEEL;SUITABLE FOR 1 MM TO 2.5 MM TERMINAL LUGS;TYPE HTI.15;PACK OF 1; | O/Head Line
17975 | DIE,CRIMPING TOOL | STEEL;HEX;21.5 MM AF;FOR U/W PRE- INSULATED COMPRESSION SLEEVES;U/W UTILUX COMPRESSION TOOL NO.38A OR EQUIV; PACK OF 1,PACK WEIGHT 0.17 KG; | Hardware & Tools
17643 | DIE,CRIMPING TOOL | STEEL;INDENT 18;TO SUIT 185 SQ MM SOLID ALUMINIUM 90 DEG SECTOR CRIMP LUG; U/W UTILUX COMPRESSION TOOL NO.38A OR EQUIV;(REFER TO STOCK CODE 02151 FOR | O/Head Line
17642 | DIE,CRIMPING TOOL | STEEL;HEX ;24.2 MM AF;FOR ALUMINIUM BASED SLEEVES;U/W UTILUX COMPRESSION TOOL NO.38A OR EQUIV; | Hardware & Tools
17499 | DIE,CRIMPING TOOL | STEEL;HEX;6.3 MM AF;FOR COPPER BASED LUGS ONTO 7/.064 MM COPPER CONDUCTOR; U/W UTILUX COMPRESSION TOOL NO.38 OR EQUIV;PACK OF 1,PACK WEIGHT 0.28 KG; | Hardware & Tools
17498 | DIE,CRIMPING TOOL | STEEL;HEX;4.4 MM AF;FOR COPPER BASED LUGS ONTO 7/.048 MM (6 SQ MM) COPPER CONDUCTOR;U/W UTILUX COMPRESSION TOOL NO.38 OR EQUIV;PACK OF 1,PACK WEIGHT | Hardware & Tools
15743 | DIE,CRIMPING TOOL | STEEL;HEX;13.0 MM AF;FOR COPPER COMPRESSION SLEEVES ONTO 19/.083 CONDUCTOR U/W UTILUX COMPRESSION TOOL NO.38 A OR EQUIV;PACK OF 1,PACK WEIGHT | Hardware & Tools
2402793 | DIE,CRIMPING TOOL | Hex, 12T, 30.3mm A/F Al | Hardware & Tools
2491371 | DIE,CRIMPING TOOL | Compression, Hex, 6T, 21.5mm A/F, ABC 95-120mm2, 9.0mm W | Hardware & Tools
2491363 | DIE,CRIMPING TOOL | Compression, Hex, 6T, 17.3mm A/F, ABC 35-70mm2, 9.0mm W | Hardware & Tools
2491355 | DIE,CRIMPING TOOL | Compression, Hex, 6T, 20.0mm A/F, Cu 185mm2, 5.0mm W | Hardware & Tools
2491348 | DIE,CRIMPING TOOL | Compression, Hex, 6T, 16.5mm A/F, Cu 120mm2, 6.0mm W | Hardware & Tools
2491330 | DIE,CRIMPING TOOL | Compression, Hex, 6T, 14.2mm A/F, Cu 95mm2, 6.0mm W | Hardware & Tools
2491322 | DIE,CRIMPING TOOL | Compression, Hex, 6T, 11.5mm A/F, Cu 70mm2, 9.0mm W | Hardware & Tools
2491314 | DIE,CRIMPING TOOL | Compression, Hex, 6T, 10.4mm A/F, Cu 50mm2, 9.0mm W | Hardware & Tools
2491306 | DIE,CRIMPING TOOL | Compression, Hex, 6T, 9.2mm A/F, Cu 35mm2, 10.0mm W | Hardware & Tools
2491298 | DIE,CRIMPING TOOL | Compression, Hex, 6T, 7.7mm A/F, Cu 25mm2, 10.0mm W | Hardware & Tools
2491280 | DIE,CRIMPING TOOL | Compression, Hex, 6T, 6.3mm A/F, Cu 16mm2, 6.0mm W | Hardware & Tools
2490852 | DIE,CRIMPING TOOL | Compression, 12T, "6" Profile, CEC15035 Copper Connector, 95-120mm2 | Hardware & Tools
2486082 | DIE,CRIMPING TOOL | Hex, 6T, 17.3mm A/F Al, 95-120mm2, 12.0mm W | Hardware & Tools
2486074 | DIE,CRIMPING TOOL | Hex, 6T, 9mm A/F Al, 10-35mm2, 12.0mm W | Hardware & Tools
104384 | DIE,CRIMPING TOOL | STEEL;HEX;20 MM AF;TO SUIT 185 SQ MM COPPER COMPRESSION LUGS;U/W UTILUX COMPRESSION TOOL NO.38A OR EQUIV; PACK OF 1,PACK WEIGHT 0.22 KG; | Hardware & Tools
2402785 | DIE,CRIMPING TOOL | STEEL;HEX;23.1 MM AF;SUIT 240 SQ MM CU CABLE,LUGS & LINKS;SUIT 38 COMPRESSION TOOLS; | Hardware & Tools
20194 | DIE,CRIMPING TOOL | STEEL;HEX;26.0 MM AF;SUITABLE FOR 12 TONNE HYDRAULIC CRIMP TOOL; SUIT 300 SQ MM COPPER CONDUCTOR;UTILUX 38-260CU; | O/Head Line
15320 | DIE,CRIMPING TOOL | STEEL;HEX;12.5 MM AF;FOR ALUMINIUM BASED COMPRESSION FITTINGS;U/W UTILUX COMPRESSION TOOL NO.38A OR EQUIV; PACK OF 1,PACK WEIGHT 0.026 KG; | Hardware & Tools
15126 | DIE,CRIMPING TOOL | STEEL;OVAL;FOR COPPER EARTHING CONNECTORS;U/W UTILUX COMPRESSION TOOL NO.38A OR EQUIV;PACK OF 2; | Hardware & Tools
15102 | DIE,CRIMPING TOOL | STEEL;HEX;22 MM AF;FOR ALUMINIUM BASED COMPRESSION FITTINGS;U/W UTILUX COMPRESSION TOOL NO.38A OR EQUIV; PACK OF 1,PACK WEIGHT 0.016 KG; | Hardware & Tools
14877 | DIE,CRIMPING TOOL | STEEL;HEX;9.2 MM AF;FOR COPPER BASED LUGS ONTO 19/1.53 MM COPPER CONDUCTOR; U/W UTILUX COMPRESSION TOOL NO.38A OR EQUIV;PACK OF 1,PACK WEIGHT 0.26 KG; | Hardware & Tools
2145 | DIE,CRIMPING TOOL | STEEL;HEX;14.2 MM AF;TO SUIT 95 SQ MM COPPER CRIMP LUGS;U/W UTILUX COMPRESSION TOOL NO.38A OR EQUIV; PACK OF 1,PACK WEIGHT 0.25 KG; | Hardware & Tools
2146 | DIE,CRIMPING TOOL | STEEL;HEX;16.5 MM AF;TO SUIT 120 SQ MM COPPER COMPRESSION LUGS;U/W UTILUX COMPRESSION TOOL NO.38A OR EQUIV;PACK OF 1,PACK WEIGHT 0.23 KG;SC6265 FOR LUG; | Hardware & Tools
2143 | DIE,CRIMPING TOOL | STEEL;HEX;28.4 MM AF;FOR ALUMINIUM BASED COMPRESSION FITTINGS;U/W UTILUX COMPRESSION TOOL NO.38A OR EQUIV; PACK OF 1,PACK WEIGHT 0.015 KG; | Hardware & Tools
2473536 | DIFFUSER,LIGHT | Visor Semi Cut-Off Replacement, for StreetLED MkII & MkIII (scm) | Street Lights
2473569 | DIFFUSER,LIGHT | Visor Glare Shield, Rear, for StreetLED MkII & MkIII (scm) | Street Lights
2475507 | DIFFUSER,LIGHT | Visor Semi Cut-Of Impact Protection, Rating IK10, for StreetLED MkII & MkIII (scm) | Street Lights
2493146 | DIFFUSER,LIGHT | Visor Glare Shield, Front, for StreetLED MkII & MkIII | Street Lights
2475515 | DIFFUSER,LIGHT | Visor Cut-Of Impact Protection, Rating IK10, for StreetLED MkII & MkIII (scm) | Street Lights
2473577 | DIFFUSER,LIGHT | Visor Glare Shield, 360 Deg, for StreetLED MkII & MkIII (scm) | Street Lights
2473551 | DIFFUSER,LIGHT | Visor Pathway, Glare Shield, Front+Rear, for StreetLED MkII & MkIII (scm) | Street Lights
2473544 | DIFFUSER,LIGHT | Visor Aeroscreen Replacement, for StreetLED MkII & MkIII (scm) | Street Lights
21773 | DIGITAL I/O PCI CARD. | OPTO 22 DIGITAL I/O CARD; | Communications
6584 | DISCONNECT BOX,ELECTRICAL POWER CABLE | LV;4 WAY UNIVERSAL;RESIN FILLED TURRET; CASTIRONLID;1430 MM LG,620MM W,342MM H; INCLUDES 60L RESIN; WT 32KG (LID) & 55KG (TURRET); | U/G Equipment
23883 | DISCONNECT BOX,ELECTRICAL POWER CABLE | LV;2 WAY UNIVERSAL;RESIN FILLED TURRET; CASTIRONLID;1430MM LG,620MM W,342MM H; INCLUDES 60L RESIN; WT 32KG (LID) & 55KG (TURRET); | U/G Equipment
4582 | DISCONNECTOR,HIGH VOLTAGE | 36 KV;800 AMP;25 KA FOR 3 SEC;SINGLE PHASE;SINGLE BREAK;LINK STICK OPERATED; SUPPLIED WITH INSULATORS;TYPE DIL 200; CONTRACT CH88 ITEM 13; | Substation
14138 | DISCONNECTOR,HIGH VOLTAGE | 12kV, 400/800A, 16kA/3Sec, 1Ph, Link Stick Operation, Single Break c/w Insulator & Crossarm Mounting Bracket | Substation
14135 | DISCONNECTOR,HIGH VOLTAGE | 12kV, 800A, 16kA/3Sec, 3Ph, Manual Operation, Outdoor Single Vertical Break Type VR24 c/w Polymer Insulators | Substation
2483188 | DISCONNECTOR,HIGH VOLTAGE | 12kV, Structure only, suit 700mm Centres Switch, EESS-10724-01, Dwg 975232-03 | Substation
2482560 | DISCONNECTOR,HIGH VOLTAGE | 12kV, 16kA/1Sec, RHS Earth Switch, use with 700mm Centre Disconnector, EESS-10724-01, Dwg 975231-07 | Substation
2482552 | DISCONNECTOR,HIGH VOLTAGE | 12kV, 16kA/1Sec, LHS Earth Switch, use with 700mm Centre Disconnector, EESS-10724-01, Dwg 975231-06 | Substation
2482545 | DISCONNECTOR,HIGH VOLTAGE | 12kV, 1600A, 16kA/1Sec, 700mm Centres, Manual Operation, EESS-10724-01, Dwg 975231-05 | Substation
2477123 | DISCONNECTOR,HIGH VOLTAGE | 36kV 630A, PR3, Disconnector c/w Flicker Arcing Horns, NGK Dwg 69120SA1ER | Substation
2473411 | DISCONNECTOR,HIGH VOLTAGE | 245kV, High Structure only, EESS-10724-01 | Substation
2473403 | DISCONNECTOR,HIGH VOLTAGE | 245kV, Low Structure only, EESS-10724-01 | Substation
2473395 | DISCONNECTOR,HIGH VOLTAGE | 245kV, 25kA/3Sec, RHS Earth Switch, EESS-10724-01 | Substation
2473387 | DISCONNECTOR,HIGH VOLTAGE | 245kV, 25kA/3Sec, LHS Earth Switch, EESS-10724-01 | Substation
2473379 | DISCONNECTOR,HIGH VOLTAGE | 245kV, 1250A, 25kA/3Sec, Motorised Operation, EESS-10724-01 | Substation
2473361 | DISCONNECTOR,HIGH VOLTAGE | 145kV, High Structure only, EESS-10724-01 | Substation
2473353 | DISCONNECTOR,HIGH VOLTAGE | 145kV, Low Structure only, EESS-10724-01 | Substation
2473346 | DISCONNECTOR,HIGH VOLTAGE | 145kV, 40kA/1Sec, RHS Earth Switch, EESS-10724-01 | Substation
2473338 | DISCONNECTOR,HIGH VOLTAGE | 145kV, 40kA/1Sec, LHS Earth Switch, EESS-10724-01 | Substation
2473320 | DISCONNECTOR,HIGH VOLTAGE | 145kV, 1600A, 40kA/1Sec, Motorised Operation, EESS-10724-01 | Substation
2473130 | DISCONNECTOR,HIGH VOLTAGE | 12kV, 1600A, 16kA/1Sec, Manual Operation, EESS-10724-01 | Substation
25521 | DISCONNECTOR,HIGH VOLTAGE | 33 KV;1600 AMP;25 KA FOR 3 Secs; 3 Phase: Manually operated; Outdoor single vertical break; Type VR-P; Supplied with polymer insulators; | Substation
24712 | DISCONNECTOR,HIGH VOLTAGE | OUTDOOR SINGLE VERTICAL BREAK; 36KV;800 AMP;25KA FOR 3 SEC;GANG 3 PHASE;MANUALLY OPERATED;TYPE VR-P;SUPPLIED WITH POLYMER INSULATORS; WEIGHT 80KG | Substation
23517 | DISCONNECTOR,HIGH VOLTAGE | 36kV PRIMARY SUBSTATION SWGR;BUS TEE OFF DISCONNECTOR UNIT;36kV;2000 A;31.5kA; 2000 A BUS;METAL ENCLOSED FIXED SWGR/ CONTROL GEAR ASSEMBLY SUITS CONNECTION | Switchgear Substation
23634 | DISCONNECTOR,HIGH VOLTAGE | BUS TEE OFF DISCONNECTOR UNIT;36 KV; 2000 A;31.5KA 2000 A BUS METAL ENCLOSED FIXED SWGR, CONTROL GEAR ASSEMBLY; SUITS CONNECTION EITHER END OF 36KB BUS | Switchgear Substation
23627 | DISCONNECTOR,HIGH VOLTAGE | BUS TEE OFF DISCONNECTOR UNIT;36 KV; 1600 A;31.5 KA;1600 A BUS METAL ENCLOSED FIXED SWGR, CONTROL GEAR ASSEMBLY; INC FAULT MAKE BUS EARTH SWITCH | Switchgear Substation
23620 | DISCONNECTOR,HIGH VOLTAGE | BUS TEE OFF DISCONNECTOR UNIT;36KV; 800A;31.5KA;1250A BUS METAL ENCLOSED; FIXED SWGR;CONTROL GEAR ASSEMBLY C/W FAULT MAKE BUS EARTH SWITCH; | Switchgear Substation
23297 | DISCONNECTOR,HIGH VOLTAGE | 400A FUSE SWITCH DISCONNECTOR; SPARE FUSE SWITCH DISCONNECTOR FOR 400A LV LINK PILLAR; ASSEMBLY (USED WITH SC23300); | Substation
21034 | DISCONNECTOR,HIGH VOLTAGE | INDOOR METAL CLAD SWITCHGEAR & CONTROL GEAR ASSEMBLY;25 KA;3 POSN BUSBAR TEE-OFF UNIT;12 KV;2000 AMP; MOUNTS AT RIGHT OR LEFT HAND OF | Substation
2473221 | DISCONNECTOR,HIGH VOLTAGE | 36kV, 31.5kA/3Sec, RHS Earth Switch, EESS-10724-01 | Substation
2473213 | DISCONNECTOR,HIGH VOLTAGE | 36kV, 31.5kA/3Sec, LHS Earth Switch, EESS-10724-01 | Substation
2473205 | DISCONNECTOR,HIGH VOLTAGE | 36kV, 2500A, 31.5kA/3Sec, Motorised Operation, EESS-10724-01 | Substation
2473197 | DISCONNECTOR,HIGH VOLTAGE | 36kV, 2500A, 31.5kA/3Sec, Manual Operation, EESS-10724-01 | Substation
2473189 | DISCONNECTOR,HIGH VOLTAGE | 36kV, 1600A, 31.5kA/3Sec, Motorised Operation, EESS-10724-01 | Substation
2473171 | DISCONNECTOR,HIGH VOLTAGE | 36kV, 1600A, 31.5kA/3Sec, Manual Operation, EESS-10724-01 | Substation
2473163 | DISCONNECTOR,HIGH VOLTAGE | 12kV, Structure only, EESS-10724-01 | Substation
2473155 | DISCONNECTOR,HIGH VOLTAGE | 12kV, 16kA/1Sec, RHS Earth Switch, EESS-10724-01 | Substation
2473148 | DISCONNECTOR,HIGH VOLTAGE | 12kV, 16kA/1Sec, LHS Earth Switch, EESS-10724-01 | Substation
2473312 | DISCONNECTOR,HIGH VOLTAGE | 145kV, 1600A, 40kA/1Sec, Manual Operation, EESS-10724-01 | Substation
2473304 | DISCONNECTOR,HIGH VOLTAGE | 72.5kV, High Structure only, EESS-10724-01 | Substation
2473296 | DISCONNECTOR,HIGH VOLTAGE | 72.5kV, Low Structure only, EESS-10724-01 | Substation
2473288 | DISCONNECTOR,HIGH VOLTAGE | 72.5kV, 25kA/3Sec, RHS Earth Switch, EESS-10724-01 | Substation
2473270 | DISCONNECTOR,HIGH VOLTAGE | 72.5kV, 25kA/3Sec, LHS Earth Switch, EESS-10724-01 | Substation
2473262 | DISCONNECTOR,HIGH VOLTAGE | 72.5kV, 1250A, 25kA/3Sec, Motorised Operation, EESS-10724-01 | Substation
2473254 | DISCONNECTOR,HIGH VOLTAGE | 72.5kV, 1250A, 25kA/3Sec, Manual Operation, EESS-10724-01 | Substation
2473247 | DISCONNECTOR,HIGH VOLTAGE | 36kV, High Structure only, EESS-10724-01 | Substation
2473239 | DISCONNECTOR,HIGH VOLTAGE | 36kV, Low Structure only, EESS-10724-01 | Substation
18638 | DISCONNECTOR,HIGH VOLTAGE | 36 KV;1600 AMP;25 KA FOR 3 SEC;3 PHASE; ROTARY DOUBLE BREAK;PIPE OR STEEL STRUCTURE MTG;C/W INSULATORS; TERMINAL PALM NO.5 TO AS2395;MOTORISED | Substation
18637 | DISCONNECTOR,HIGH VOLTAGE | 36 KV;800 AMP;25 KA FOR 3 SEC;3 PHASE; ROTARY DOUBLE BREAK;PIPE OR STEEL STRUCTURE MTG;C/W INSULATORS; TERMINAL PALM NO.4 TO AS2395;MOTORISED | Substation
21968 | DISCONNECTOR,HIGH VOLTAGE | 36 KV;3150 AMP;40 KA FOR 1 SEC;3 PHASE; MANUALLY OPERATED;OUTDOOR ROTARY DOUBLE BREAK;TYPE DB36;SUPPLIED WITH INSULATORS;FLICKER ARCING HORNS & | Substation
21720 | DISCONNECTOR,HIGH VOLTAGE | 33 KV;630 AMP;20 KA 1 SEC;SINGLE PHASE BREAK;LINK STICK OPERATED;SUPPLIED WITH INSULATOR & CROSSARM MTG BRACKET type Z 69196; PACK OF 1; | Substation
21195 | DISCONNECTOR,HIGH VOLTAGE | 12.7 KV;SINGLE PHASE DISCONNECTOR;FOR USE ON 12.7 KV SWER LINES;3 PHASE SYSTEM VOLTAGE;22 KV(12/24 KV UNIT);LOAD RATING 630 AMP;BIL;150 KVP;FAULT RATING 20 KA | Substation
17896 | DISCONNECTOR,HIGH VOLTAGE | 17.5 KV;630 AMP;95 KV B.I.L.;INDOOR LOAD BREAK SWITCH;TYPE LTRI;C/W ET TYPE EARTH SWITCH VT TYPE MECHANICAL INTERLOCK 2 X STA 2 HAND OP MECH,2 X 1.5 M LINK | Substation
16193 | DISCONNECTOR,HIGH VOLTAGE | 123 KV;600 AMP;31.5 KA FOR 1 SEC STC; HORIZONTAL DOUBLE BREAK;PIPE OR STEEL STRUCTURE MTG;MANUAL OPERATED; W/O INSULATORS;C/W AUX CONTACTS; | Substation
4596 | DISCONNECTOR,HIGH VOLTAGE | 36 KV;1600 AMP;25 KA FOR 3 SEC ;SINGLE PHASE;SINGLE BREAK;LINK STICK OPERATED; SUPPLIED WITH INSULATORS;TYPE DIL 200; CONTRACT CH88 ITEM 14; | Substation
4016 | DISINFECTANT,GENERAL PURPOSE. | LEMON-X5;3% QUATERNARY AMMONIUM COMPOUND;LIQUID;20 L DRUM; | HS & PPE
2478923 | DISINFECTANT,GENERAL PURPOSE. | SaniSurface, Disinfectant Surface Spray, 750ml Trigger Spray Bottle | HS & PPE
24164 | DISK,ABRASIVE | 125mm Zirconia Flap Disc, 80 Grit | Hardware & Tools
23979 | DISK,CPU | Solid State Disk, SACS SSD 16GB, 2.5" IDE, Industrial Grade | Communications
2488351 | DISK,RUPTURE | Overpressure Rupture Disk, suit GE F35-145kV GIS | Switchgear Substation
10638 | DISK,SOLID,PLAIN | STEEL REINFORCED CONCRETE;600 MM DIA; 75 MM THK;W/TWO GALV LIFTING HANDLES; PACK WEIGHT - 52 KG;FOR MONOPOLE FOUNDATION; | O/Head Line
10639 | DISK,SOLID,PLAIN | STEEL REINFORCED CONCRETE;850 MM DIA; 100 MM THK;W/ONE GALV LIFTING HANDLE;TO BE PACKED 3 PER PALLET SEPERATED BY CHOCKS TO AVOID DAMAGE TO HANDLE | O/Head Line
17888 | DISPENSER | Tool for Chemset Injection System, use with Double Piston Injection Compound | Hardware & Tools
2769 | DISPENSER,DRINKING WATER | 10L Capacity, Plastic Sheath, Polyurethane Insulation, c/w Tap (Box of 2) | PPE, Hardware & Tools
20268 | DISPENSER,DRINKING WATER | 2L Bladder, Hydration Backpack, Portable Personal Fluid System | Hardware & Tools
2770 | DISPENSER,DRINKING WATER | 5L Capacity, Plastic Sheath, Polyurethane Insulation, c/w Tap (Box of 4) | PPE, Hardware & Tools
18468 | DISPENSER,HAND CLEANER | VARIO TYPE;WALL MTG;U/W STOCKHAUSEN PRODUCTS,STOCK CODES 16138,16139 & 16140;PACK OF 6,PACK WEIGHT 3.0 KG; | PPE, Hardware & Tools
23331 | DISPENSER,PALLET WRAP | DISPENSER, 100MM BUNDLING FILM; 38MM CORE; PVC APPLICATOR; SL-275JP; | General Hardware
15526 | DISPENSER,PAPER TOWEL | STEEL;ENAMELLED,WHITE;CONTINUOUS ROLL; 265 MM W,200 MM D,200 MM LG;TO SUIT RAG-ON-A-ROLL STOCK CODE 15866; | General Hardware
4094 | DISPENSER,SOAP | Clear Plastic Body, Hand Operated, 1Ltr Cap, Wall Mtd, for Liquid or Gel Type Cleaners | General
179275 | DISPENSING PUMP, HAND DRIVEN | To suit 900 ml & 500 ml Harcor Hand sanitiser bottles. | HS & PPE
2494581 | DISPLAY UNIT | LG Monitor, 23.8" FHD 1920 x 1080 IPS Display, 19VDC Input Supply, HDMI Input, No Audio, No Headphone Out, Desk Stand & VESA Mount, NOT FOR OFFICE USE | Communications
2443596 | DISTRIBUTION BOX | Rittal 19" Panel Mounted Energy-Box, RAL 7035, DK 3U for DIN 43880 Components 22HP Max Capacity, UL94-V0 Plastic Cover c/w Extension Cover, CB not incl | Communications
16532 | DOOR ACCESS PILLAR | REPLACEMENT PLASTIC DOOR;FOR CONCRETE/ TOMBSTONE PILLAR; 535 MM X 222 MM;C/W M6 CAPTIVE SECURITY SCREW,MOUNTING LUG STOCK CODE 16591 MAY BE REQUIRED; | Street Lights
17489 | DOOR,ACCESS | Temporary Replacement Door, 350 x 110mm Nom, Al, Access Steel Streetlight Pole, suit Minor Road Streetlight Poles & Estate Poles | Street Lights
17490 | DOOR,ACCESS | Temporary Replacement Door, 500 x 155mm Nom, Al, Access Steel Streetlight Pole, suit Major Road Streetlight Poles & Estate Poles | Street Lights
4154 | DOOR,ACCESS | Mesh Door, Front, FA2, 45U x 800mm | Fabricated Metalware
4156 | DOOR,ACCESS | Mesh Door, Rear, Bi-Fold, RA5, 45U x 800mm | Fabricated Metalware
4155 | DOOR,ACCESS | Mesh Door, Rear, Bi-Fold, suit RA1, 48RU, 800mm | Fabricated Metalware
4153 | DOOR,ACCESS | Mesh Door, Front, suit FA1, 48RU, 800mm | Fabricated Metalware
17282 | DRAIN,COVER | YELLOW PVC MAT;107 CM W X 107 CM LG X 1 CM THK;COVERS DRAIN TO BLOCK HAZARDOUS SPILLS; ADHERES TO SURFACES AROUND DRAINS;OVERLAP TO SEAL LARGER | Hardware & Tools
15544 | DRAIN,FLOOR | GULLY TYPE;HDPE SUMP;300 MM LG,300 MM W ,450 MM D;15 MM D REBATE FOR GRATE & CONCRETE KEY INTEGRAL TO SUMP;USED WITH CONCRETE JOINTING PITS;REFER DWGS 7451 | U/G Accessories
18020 | DRAIN,PROTECTION,BARRIER | FILTER TUBE;POLYESTER GEOTEXTILE NEEDLED TO A WOVEN POLYPROPYLENE GEOTEXTILE; 230 MM W X 150 MM DIA X 50 M LG; | Misc Non-Contract Items
23158 | DRAIN,PROTECTION,BARRIER | GEOTEXTILE MATERIAL; PORESIZE 80MICRONS; ROLL 2M X 50M; PRODUCT A44200050; FILTRATION, DEWATERING OF ELEC PITS; | Misc Non-Contract Items
2491 | DRESSER,LEAD PIPE AND CABLE | LEAD BEATER;2 IN FACE W,12-1/2 IN LG; PACK OF 1; | Tools & Equipment
2484194 | DRIFTPIN | Locating Pin, Sunrise Attachment (Live Line Tools) | Tools & Equipment
24187 | DRILL | Milwaukee, 18V Hammer Drill, M18 Fuel Rotary, 3-Mode, Skin Only | Hardware & Tools
924187 | DRILL | Repaired, Milwaukee, 18V Hammer Drill, M18 Fuel Rotary, 3-Mode, Skin Only | Electrical Test & Accsry Equip
924741 | DRILL | Repaired, Milwaukee, 18V Hammer Drill, 13mm Chuck, Brushless Powerstate Motor, LED Light, Battery Level Gauge, Skin Only | Tools & Equipment
24741 | DRILL | Milwaukee, 18V Hammer Drill, 13mm Chuck, Brushless Powerstate Motor, LED Light, Battery Level Gauge, Skin Only | Hardware & Tools
2422988 | DRILL BIT,STEP | 4 - 20mm Size Range, Single Flute, TiNi High Speed Steel | Hardware & Tools
2444347 | DRILL BIT,STEP | 5 - 38mm Size Range, Single Flute, TiNi High Speed Steel | Hardware & Tools
2423002 | DRILL BIT,STEP | 4 - 32mm Size Range, Single Flute, TiNi High Speed Steel | Hardware & Tools
2478113 | DRILL SET, TWIST | Milwaukee, 29 Piece Kit, 2mm to 13mm, 1/4" Quick Connect, Ti, 135 Deg Split Point Tip | Hardware & Tools
924740 | DRILL,BATTERY | DRILL, CORDLESS; 12 V; SKIN ONLY FUEL BRUSHLESS MOTOR, 13MM; 13MM CHUCK; LED LIGHT; BATTERY LEVEL GAUGE; | Tools & Equipment
2476802 | DRILL,BATTERY | Handle for Milwaukee 18V Drill Model FPD | Hardware & Tools
2476810 | DRILL,BATTERY | Handle for Milwaukee 18V Drill Model FPD2 | Hardware & Tools
23870 | DRILL,ELECTRIC | Bosch rotary hammer drill, 1150w, 1-11j, 6.8kg, accepts SDS Max drill bits 12-40mm; | Tools & Equipment
2250 | DRILL,MASONRY,ROTARY DRIVEN | HARD CARBIDE TIPPED;SPIRAL FLUTES; 5.0 MM DIA;85 MM O/A LG;RD STRAIGHT; 4.3 MM DIA SHANK;PACK OF 1; | PPE, Hardware & Tools
2254 | DRILL,MASONRY,ROTARY DRIVEN | HARD CARBIDE TIPPED;SPIRAL FLUTES; 10 MM (3/8 IN) DIA;120 MM O/A LG; RD STRAIGHT;8.0 MM DIA SHANK;PACK OF 1; | PPE, Hardware & Tools
2253 | DRILL,MASONRY,ROTARY DRIVEN | HARD CARBIDE TIPPED;SPIRAL FLUTES; 8 MM (5/16 IN) DIA;120 MM O/A LG; RD STRAIGHT;7.2 MM DIA SHANK;PACK OF 1; | Hardware & Tools
2251 | DRILL,MASONRY,ROTARY DRIVEN | HARD CARBIDE TIPPED;SPIRAL FLUTES; 5.5 MM (7/32 IN) DIA;85 MM O/A LG; RD STRAIGHT;5.0 MM DIA SHANK;PACK OF 1; | Hardware & Tools
2252 | DRILL,MASONRY,ROTARY DRIVEN | HARD CARBIDE TIPPED;SPIRAL FLUTES; 6.5 MM (1/4 IN) DIA;100 MM O/A LG; RD STRAIGHT;6.0 MM DIA SHANK;PACK OF 1; | PPE, Hardware & Tools
24740 | DRILL,PORTABLE | Milwaukee, M12 Fuel, 13mm Hammer Drill/ Driver, 12V, Brushless Motor, LED Light, Battery Level Gauge, Skin Only | Hardware & Tools
2184 | DRILL,TWIST | HSS;JOBBER SERIES;5/8 IN;C/W 1/2 IN SHANK;PACK OF 1; | PPE, Hardware & Tools
21746 | DRILL,TWIST | HSS;JOBBER DRILL-BRIGHT;STRAIGHT SHANK; 3.2 MM;PACK OF 10;REPLACES SC02157 IMPERIAL TYPE; | PPE, Hardware & Tools
21747 | DRILL,TWIST | HSS;JOBBER DRILL-BRIGHT;STRAIGHT SHANK; 13 MM;PACK OF 5;REPLACES SC02181; IMPERIAL TYPE; | PPE, Hardware & Tools
18212 | DRILL,TWIST | HSS;DRILLBIT;IMPERIAL LONG SERIES;1/8 IN (3.17 MM);130 MM LG;PACK OF 1; | PPE, Hardware & Tools
2187 | DRILL,TWIST | HSS;JOBBER SERIES;STRAIGHT SHANK; 10 MM DIA;PACK OF 1; | PPE, Hardware & Tools
21778 | DRILL,TWIST | HSS;JOBBER DRILL-BRIGHT;STRAIGHT SHANK; 1.0 MM;PACK OF 10;FOR DRILLING METAL, WOOD & PLASTIC; | PPE, Hardware & Tools
21780 | DRILL,TWIST | HSS;JOBBER DRILL-BRIGHT;STRAIGHT SHANK; 2.0 MM;PACK OF 10;FOR DRILLING METAL, WOOD & PLASTIC; | PPE, Hardware & Tools
21789 | DRILL,TWIST | HSS;JOBBER DRILL-BRIGHT;STRAIGHT SHANK; 6.5 MM;PACK OF 10;FOR DRILLING METAL, WOOD & PLASTIC; | PPE, Hardware & Tools
21788 | DRILL,TWIST | HSS;JOBBER DRILL-BRIGHT;STRAIGHT SHANK; 6.0 MM;PACK OF 10;FOR DRILLING METAL, WOOD & PLASTIC; | PPE, Hardware & Tools
21787 | DRILL,TWIST | HSS;JOBBER DRILL-BRIGHT;STRAIGHT SHANK; 5.5 MM;PACK OF 10;FOR DRILLING METAL, WOOD & PLASTIC; | PPE, Hardware & Tools
21786 | DRILL,TWIST | HSS;JOBBER DRILL-BRIGHT;STRAIGHT SHANK; 5.0 MM;PACK OF 10;FOR DRILLING METAL, WOOD & PLASTIC; | PPE, Hardware & Tools
21785 | DRILL,TWIST | HSS;JOBBER DRILL-BRIGHT;STRAIGHT SHANK; 4.5 MM;PACK OF 10;FOR DRILLING METAL, WOOD & PLASTIC; | PPE, Hardware & Tools
21784 | DRILL,TWIST | HSS;JOBBER DRILL-BRIGHT;STRAIGHT SHANK; 4.0 MM;PACK OF 10;FOR DRILLING METAL, WOOD & PLASTIC; | PPE, Hardware & Tools
21783 | DRILL,TWIST | HSS;JOBBER DRILL-BRIGHT;STRAIGHT SHANK; 3.5 MM;PACK OF 10;FOR DRILLING METAL, WOOD & PLASTIC; | PPE, Hardware & Tools
21782 | DRILL,TWIST | HSS;JOBBER DRILL-BRIGHT;STRAIGHT SHANK; 3.0 MM;PACK OF 10;FOR DRILLING METAL, WOOD & PLASTIC; | PPE, Hardware & Tools
21781 | DRILL,TWIST | HSS;JOBBER DRILL-BRIGHT;STRAIGHT SHANK; 2.5 MM;PACK OF 10;FOR DRILLING METAL, WOOD & PLASTIC; | PPE, Hardware & Tools
2488542 | DRILL,TWIST | Milwaukee Red Helix, Titanium, Hex Drill Bit, 6mm | Hardware & Tools
2488534 | DRILL,TWIST | Milwaukee Red Helix, Titanium, Hex Drill Bit, 5.5mm | Hardware & Tools
2488526 | DRILL,TWIST | Milwaukee Red Helix, Titanium, Hex Drill Bit, 5mm | Hardware & Tools
2488518 | DRILL,TWIST | Milwaukee Red Helix, Titanium, Hex Drill Bit, 4.8mm | Hardware & Tools
2488500 | DRILL,TWIST | Milwaukee Red Helix, Titanium, Hex Drill Bit, 4.5mm | Hardware & Tools
2488492 | DRILL,TWIST | Milwaukee Red Helix, Titanium, Hex Drill Bit, 4.2mm | Hardware & Tools
2488484 | DRILL,TWIST | Milwaukee Red Helix, Titanium, Hex Drill Bit, 4mm (P2) | Hardware & Tools
2488476 | DRILL,TWIST | Milwaukee Red Helix, Titanium, Hex Drill Bit, 3.5mm (P2) | Hardware & Tools
2488468 | DRILL,TWIST | Milwaukee Red Helix, Titanium, Hex Drill Bit, 3.2mm (P2) | Hardware & Tools
2488450 | DRILL,TWIST | Milwaukee Red Helix, Titanium, Hex Drill Bit, 3mm (P2) | Hardware & Tools
2488443 | DRILL,TWIST | Milwaukee Red Helix, Titanium, Hex Drill Bit, 2.5mm (P2) | Hardware & Tools
2488435 | DRILL,TWIST | Milwaukee Red Helix, Titanium, Hex Drill Bit, 2mm (P2) | Hardware & Tools
2488294 | DRILL,TWIST | Milwaukee Shockwave, Impact Hole Saw, 19mm (3/4") Thin Wall, 6mm (1/4") Quick Connect Hex Shank | Hardware & Tools
21800 | DRILL,TWIST | HSS;JOBBER DRILL-BRIGHT;STRAIGHT SHANK; 12.5 MM;PACK OF 5;FOR DRILLING METAL, WOOD & PLASTIC; | PPE, Hardware & Tools
21799 | DRILL,TWIST | HSS;JOBBER DRILL-BRIGHT;STRAIGHT SHANK; 12.0 MM;PACK OF 5;FOR DRILLING METAL, WOOD & PLASTIC; | PPE, Hardware & Tools
21798 | DRILL,TWIST | HSS;JOBBER DRILL-BRIGHT;STRAIGHT SHANK; 11.5 MM;PACK OF 5;FOR DRILLING METAL, WOOD & PLASTIC; | PPE, Hardware & Tools
21797 | DRILL,TWIST | HSS;JOBBER DRILL-BRIGHT;STRAIGHT SHANK; 11.0 MM;PACK OF 5;FOR DRILLING METAL, WOOD & PLASTIC; | PPE, Hardware & Tools
21796 | DRILL,TWIST | HSS;JOBBER DRILL-BRIGHT;STRAIGHT SHANK; 10.5 MM;PACK OF 5;FOR DRILLING METAL, WOOD & PLASTIC; | PPE, Hardware & Tools
21795 | DRILL,TWIST | HSS;JOBBER DRILL-BRIGHT;STRAIGHT SHANK; 9.5 MM;PACK OF 5;FOR DRILLING METAL,WOOD & PLASTIC; | PPE, Hardware & Tools
21794 | DRILL,TWIST | HSS;JOBBER DRILL-BRIGHT;STRAIGHT SHANK; 9.0 MM;PACK OF 5;FOR DRILLING METAL,WOOD & PLASTIC; | PPE, Hardware & Tools
21793 | DRILL,TWIST | HSS;JOBBER DRILL-BRIGHT;STRAIGHT SHANK; 8.5 MM;PACK OF 5;FOR DRILLING METAL,WOOD & PLASTIC; | PPE, Hardware & Tools
21792 | DRILL,TWIST | HSS;JOBBER DRILL-BRIGHT;STRAIGHT SHANK; 8.0 MM;PACK OF 5;FOR DRILLING METAL,WOOD & PLASTIC; | PPE, Hardware & Tools
21791 | DRILL,TWIST | HSS;JOBBER DRILL-BRIGHT;STRAIGHT SHANK; 7.5 MM;PACK OF 10;FOR DRILLING METAL, WOOD & PLASTIC; | PPE, Hardware & Tools
21790 | DRILL,TWIST | HSS;JOBBER DRILL-BRIGHT;STRAIGHT SHANK; 7.0 MM;PACK OF 10;FOR DRILLING METAL, WOOD & PLASTIC; | PPE, Hardware & Tools
21779 | DRILL,TWIST | HSS;JOBBER DRILL-BRIGHT;STRAIGHT SHANK; 1.5 MM;PACK OF 10;FOR DRILLING METAL, WOOD & PLASTIC; | PPE, Hardware & Tools
2493427 | DRILL-DRIVER,ELECTRIC,PORTABLE | Milwaukee, M12 Fuel, 1/4" Hex Impact Driver Quick Connect, 12V, Tri-LED Lighting, Tool Only | Hardware & Tools
6177 | DRIVE HEAD,GROUND ROD | STEEL;U/W COPPERBONDED EARTH ROD CER13 SERIES STOCK CODE 17321; PACK OF 25, PACK WEIGHT 1.8 KG; | O/Head Line
6338 | DRIVE POINT,GROUND ROD | STAR TYPE;FOR U/W COPPERBONDED EARTH RODS;PACK OF 5 ,PACK WEIGHT 0.6KG; U/W BRI-TECH CER13 RODS,REFER SC17321 FOR PARALLEL RODS; VERY HARD GROUND; | O/Head Line
22279 | DRIVE,SOCKET. | 5/16 IN Magnetic Nut Setter, 1/4 Drive 42mm, lg for Battery Drills | Hardware & Tools
105074 | DRIVER,EARTH ROD | Driving Attachment to suit Kango Hammer, 12mm Driver, suits 13mm Cu Clad | Hardware & Tools
2486926 | DRIVER,EARTH ROD | Driving Attachment to suit SDS MAX Jack Hammer, 12mm Driver, suits 13mm Cu Clad | Hardware & Tools
2486629 | DRONE | DJI Mini 3 Pro + Flymore Kit, <250g, 55cm Landing Pad, Micro SD 128GB EVO Plus, 240V to USB-C Adaptor, Energy Qld Skin | Electrical Test & Accsry Equip
2486637 | DRONE | DJI Mavic 3 + Flymore Kit, >250g, 75cm Landing Pad, Micro SD 128GB EVO Plus, Safety Carry Case, Energy Qld Skin | Electrical Test & Accsry Equip
2494607 | DRONE | DJI Mini4 Pro Flymore Combo, <250g, SanDisk Extreme Pro microSD 128GB, EQL Skin, UGREEN Nexode 35W 2-port Fast charger, DJI RC Screen Protector | Electrical Test & Accsry Equip
19015 | DRUM, SHIPPING AND STORAGE | STEEL;EMPTY;CLEAN;205 L; | Tools & Equipment
20063 | DRY CHEMICAL,FIRE EXTINGUISHER | 4.5 KG;RATING 40 AB (E);TYPE DCP: C/W WALL MTG BKT & SIGNAGE; | HS & PPE
4496 | DUMMY FUSE LINK | Ferrule Type, 45A Fitting, 28mm Nom Lg, 13mm Nom Dia, Wood | Fuses
19944 | DUMMY FUSE LINK | Non-Conductive, 55mm Lg, 20mm OD, LD PVC Conduit | Conduit & Fittings
4497 | DUMMY FUSE LINK | 65 AMP FITTING SIZE;FERRULE TYPE;WOOD BODY;50 MM NOM LG,16 MM NOM DIA; | Misc Non-Contract Items
20187 | DUMMY PLUG,CONNECTOR | DUMMY CABLE CONNECTOR;SUITABLE FOR PFISTERER SIZE 3 CABLE SOCKETS; PACK OF 10; | Misc Non-Contract Items
20768 | DUMMY PLUG,CONNECTOR | DUMMY CABLE CONNECTOR TYPE 2;SUITABLE FOR SIZE 2 CABLE SOCKETS;FOR SIEMENS 8DA10,36 KV SWITCHBOARD; SET OF 3; INTERNAL ITEM #72 REFERS TO CONTRACT | Switchgear
23422 | DUMMY PLUG,CONNECTOR | DUMMY CABLE CONNECTOR TYPE 6; SUITABLE FOR SIZE 6 CABLE SOCKETS;FOR SIEMENS 8DN8,145 KV SWITCHBOARD; CONTRACT 10260;1 PH SET; | Misc Non-Contract Items
2455137 | DUNNAGE | Crane Foot, 610 x 540 x 95mm, Orange Plastic c/w Dual Handle, Rated to 16 Tonne RWC, 11.4kg | Tools & Equipment
2474963 | DUNNAGE | Crane Borer FRP, 550 x 550 x 20 mm c/w 2 Rope Handles Rhino Coated Orange, Rated to 21.5 Tonne RWC. | Tools & Equipment
2474948 | DUNNAGE | 17-EWP FRP, 550 x 550 x 15mm c/w 2 Rope Handles Rhino Coated Yellow, Rated to 14.5 Tonne RWC | Tools & Equipment
21484 | DUNNAGE,TIMBER | HARDWOOD TIMBER SLEEPERS;F14;1000 MM X 200 MM X 75 MM;ALL EDGES ARE TO BE 10 MM CHAMFERED, CCA TREATMENT NOT REQUIRED; ALL SURFACES TO BE FREE OF | Crossarms
4100 | DUSTPAN | STEEL;PAINTED;DOMESTIC;PACK OF 10; | PPE, Hardware & Tools
2497105 | DYNAMOMETER,ELECTRONIC | Tractel Dynafor Industrial, 3.2t, Digital Load Cell | Hardware & Tools
2497113 | DYNAMOMETER,ELECTRONIC | Tractel Dynafor Industrial, 6.3t, Digital Load Cell | Hardware & Tools
2454189 | DYNAMOMETER,ELECTRONIC | Tension Load Cell, 1000kg Capacity, 90 x 220mm, LCD Screen, IP65 | Hardware & Tools
25460 | DYNAMOMETER,ELECTRONIC | NGK Tension Dynamometer; 1 Tonne; C/W Screw on twin protection bar face, max pointer; | Hardware & Tools
24076 | EARTH LINK BOX | 110KV CABLE SYSTEM; SHEATH EARTH COMBINED DIRECT & SVL BONDING WITH 240SQMM CU XLPE INSULATED CONCENTRIC BONDING LEAD CONNECTIONS; | O/Head Line
24080 | EARTH LINK BOX | 33KV CABLE SYSTEM; SHEATH EARTH DIRECT BONDING WITH 120SQMM CU XLPE INSULATED CONCENTRIC BONDING LEAD CONNCETIONS; NO SVL'S; 316 S/S TANK; | O/Head Line
24069 | EARTH LINK BOX | 33KV CABLE SYSTEM; SHEATH EARTH COMBINED DIRECT & SVL BONDING WITH 120SQMM CU XLPE INSULATED CONCENTRIC BONDING LEAD CONNECTIONS; | O/Head Line
23190 | EARTH LINK BOX | 33 KV CABLE SYSTEM; SHEATH EARTH CROSS BONDING WITH 120 SQ MM CU XLPE INSULATED CONCENTRIC BONDING LEAD CONNECTIONS; C/W 3 x 3.0kV SLV'S;316 S/S TANK | Substation
22932 | EARTH LINK BOX | DIRECT;110 KV CABLE SYSTEM;SHEATH EARTH; DIRECT BONDING WITH 240 SQ MM CONCENTRIC CABLE;POLE MTG;304 GDE STAINLESS STEEL; | Substation
22055 | EARTH LINK BOX | 33 KV CABLE SYSTEM; SHEATH EARTH BREAK /SVL BONDING WITH 120 SQ MM CU XLPE INSULATED CONCENTRIC BONDING LEAD CONNECTIONS; C/W 6 x 3.0kV SLV'S;316 S/S | O/Head Line
22146 | EARTH LINK BOX | 132 KV CABLE SYSTEMS;SHEATH-BREAK LINK BOX;FOR USE AT JOINTS WITH 240 SQ MM CU XLPE INSULATED CONCENTRIC BONDING LEAD CONNECTIONS;C/W 6 SVL'S;316 S/S BOX; | O/Head Line
23405 | EARTH ROD DRIVER | Temporary Earth Rod Driver, Steel Const, Coated Rubber handles 16mm Dia SS Rod, 1600mm length | Tools & Equipment
22522 | EARTH,BOND UNDERGROUND. | 1 X TRIPLE BRAIDED EARTH BOND;C/W HEPWORTH CLAMP ON EACH END;3700 MM LG PIN TO PIN;11 MM W X 9.0 SQ MM CROSS- SECTIONAL BONDS,WITH HEPWORTH CLAMP | Misc Non-Contract Items
22524 | EARTH,BOND UNDERGROUND. | CONTAINS;2 X TRIPLE TINNED COPPER BRAID; 3700 MM LG PIN TO PIN;11 MM W X 9.0 SQ MM CROSS-SECTIONAL BONDS WITH HEPWORTH CLAMP ON EACH END;BONDS | Misc Non-Contract Items
23954 | EARTHING BOLT KIT | M12 SS SUIT AL LAT 33KV POLE TERMINATION LAT EARTHING BOLT KIT WITH EXTRA THREAD TO SUIT AL LAT SHEAR BOLT LUG;KIT=3 SET BOLTS, WASHERS & NUTS FOR 3 PHASE TERM; | Tools & Equipment
18124 | EARTHING DEVICE | EARTHING & SHORT - CIRCUITING DEVICE SET ;FOR CABLE PLUGS;C/W 1.2 M LENGTH APPLICATION STICK; | Misc Non-Contract Items
17279 | EARTHING EQUIPMENT | PORTABLE;OUTDOOR;SUBSTN;11 KV-33 KV; 3 PHASE;TO COMMON EARTH TAIL;C/W BAYONET STYLE PHASE CLAMP-10-85 MM RANGE;" T " BAR STYLE EARTH CLAMP;2-30 MM RANGE;CU | Hardware & Tools
17791 | EARTHING EQUIPMENT | PORTABLE;OUTDOOR;TRANSMISSION TOWER; 110-132 KV;SINGLE PHASE EARTH;C/W BAYONET STYLE PHASE CLAMP;2-30 MM RANGE; CU LEAD 5 M X 50 SQ MM;RATING OUTDOOR | Hardware & Tools
24736 | EARTHING EQUIPMENT | SCAFFOLD PORTABLE EARTH; 5M LENGTH OUTDOOR RATING 18KA/0.5 SEC 50MM SQ SINGLE CLEAR INSULATION COPPER CABLE; G CLAMP & BUSBAR CLAMP | Hardware & Tools
24328 | EARTHING EQUIPMENT | PORTABLE EARTH H-FRAME; 3M X 6M PHASE CLEAR CABLES W/BAYONETCLAMPS; 1X20M EARTH CLEAR CABLE;17.5KA/0.5S OUTDOOR /14.0KA/0.5S INDOOR MAX CURRENT FAULT | Hardware & Tools
24155 | EARTHING EQUIPMENT | AFLC ZELLWEGER PORTABLE EARTHS; FOR EARTHING APPARATUS WITHIN SUBSTATION AFLC ZELLWEGER CUBICLES; PLEASE REFER TO EXTENDED TEXT FOR MORE INFORMATION; | Hardware & Tools
23013 | EARTHING EQUIPMENT | EARTH SHORTING SET;PORTABLE O/H EARTH SHORTING SET;CONTAINS CLP520S SHOTGUN RING PHASE / EARTH CLAMPS X 3;35 MM SQ COPPER CABLE 2.6 M LENGTHS X 2 & CLAMP | Hardware & Tools
22773 | EARTHING EQUIPMENT | EARTH BAR ALUMINIUM;FOR PORTABLE EARTHING EQUIPMENT AT 11 KV ABC XARM JOINTS;TYPES 11ABCJ1,J2,J3;USE WITH JOINT PLATE SC 22775;SUPPLIED WITH | Hardware & Tools
22456 | EARTHING EQUIPMENT | PORTABLE;O/D;SINGLE PHASE;6 M LG;25 SQ MM CU LEAD;C/W COMPRESSION LUGS; REFLECTIVE TAPE & LABELLING;W/O CLAMPS; RATING O/D 7.0 KA/0.5S AT 2.5 PEAK | Hardware & Tools
22457 | EARTHING EQUIPMENT | PORTABLE;O/D;SINGLE PHASE;16 M LG, 25 SQ MM CU LEAD;C/W COMPRESSION LUGS; REFLECTIVE TAPE & LABELLING;W/O CLAMPS ;RATING O/D 7.0 KA/0.5S AT 2.5 PEAK | Hardware & Tools
20832 | EARTHING EQUIPMENT | PORTABLE;ZELLWEGER CUBICLE EARTH SET; 25 MM CABLE;3 M PHASES;C/W CL309 CLAMPS & 3 M EARTH,C/W CL309RH;REFER DWG 173-3-REV D; | Hardware & Tools
18579 | EARTHING EQUIPMENT | PORTABLE;11 KV - 33 KV;OVERHEAD MAINS EARTH SET 35 MM PHASE CABLES (2.6 M), 25 MM TAILS (6 & 16 M);C/W CLP520S PHASE CLAMPS WITH SHOTGUN RINGS & HANGER BAR | Hardware & Tools
24124 | EARTHING EQUIPMENT KIT. | EARTHING TAGS; SET INCLUDES 3 X 90 DEGREES COPPER BAR 100MM WITH ATTACHED 95MM TERMINAL LUG; USED FOR AFLC COUPLING CELL; | Misc Non-Contract Items
18066 | EARTHING,STIRRUP | BAR FLAT;ALUMINIUM ALLOY GDE,1350-F; 25 MM X 6 MM X 14.6 MM DIA;U/W IPC (SC18459) & LIGHTNING OVERVOLTAGE KIT FOR CCT (SC17804);PACK OF 25; | Line Hardware
2483170 | EARTHING,STIRRUP | Substation Earthing, suit 50.8mm OD Cu Pipe, Natural Finish | Line Hardware
2483162 | EARTHING,STIRRUP | Substation Earthing, suit 38.1mm OD Cu Pipe, Natural Finish | Line Hardware
4862 | ELBOW,ELECTRICAL CONDUIT | RIGID PVC;INSPECTION;20 MM;PACK OF 20; | Hardware & Tools
22641 | ELBOW,ELECTRICAL CONDUIT | RIGID PVC;INSPECTION ELBOW;50 MM CONDUIT;GREY COLOUR;BOX OF 5; | Hardware & Tools
22739 | ELBOW,ELECTRICAL CONDUIT | RIGID PVC;CONDUIT ELBOW;25 MM;GREY COLOUR;BOX OF 20; | Hardware & Tools
20420 | ELBOW,TERMINATION POWER CABLE. | INSULATED DEAD-BREAK SCREENED SEPARABLE CONNECTORS (ELBOWS); SET OF 3, FOR 3 PHASES;17.5 KV;TO SUIT 185-240 SQ MM AL OR CU CABLE,11 KV INCLUDES SCREEN | U/G Equipment
24144 | ELBOW,TERMINATION POWER CABLE. | INSULATED DEAD-BREAK SCREENED SEPARABLE CONNECTORS (ELBOW); SET OF 3 FOR 3 PHASE; 24KV TO SUIT 630SQ MM CU CABLE; 11KV; C/W SCREEN LUG 10-70SQ MM; | U/G Equipment
20441 | ELBOW,TERMINATION POWER CABLE. | INSULATED DEAD-BREAK SCREENED SEPARABLE CONNECTORS (ELBOWS);SET OF 3 FOR 3 PHASES;17.5 KV TO SUIT TO SUIT 95 SQ MM AL OR CU CABLE;11 KV;C/W SCREEN | U/G Equipment
24190 | ELBOW,TERMINATION POWER CABLE. | SET OF 3 X 630A DYSCONS EXT BUSHINGS FOR SCHNEIDER GENIE EVO SWITCHGEAR 1250A PANELS; COUPLING FOR SECOND CABLE, 1 X 13MM HOLE SUIT M12 BOLT; | O/Head Line
24197 | ELBOW,TERMINATION POWER CABLE. | INSULATED DEAD-BREAK SCREENED SEPARABLE CONNECTORS (ELBOWS); SET OF 3 FOR 3 PHASE; 24KV TO SUIT 800SQMM CU CABLE; 11KV; C/W SCREEN LUG 10-70SQMM; | U/G Equipment
2470276 | ELBOW,TERMINATION POWER CABLE. | Set of 3, 630A, Bolted, suit 33vk 1 Core 300mm2 Al, LAT, Insect protected cable [scm] | U/G Equipment
2494144 | ELBOW,TERMINATION POWER CABLE. | Set of 3, 630A, Bolted, suit 22kV 1C 400mm2 Al XLPE Polylam Cable | U/G Equipment
2470268 | ELBOW,TERMINATION POWER CABLE. | Set of 3, 630A, Bolted, suit 33vk 1 Core 50-120mm2 Cu, 50-150mm2 Al, Insect protected cable [scm] | U/G Equipment
24200 | ELBOW,TERMINATION POWER CABLE. | SET OF 3 X 630A DYSCONS TO SUIT SCHNEIDER GENIE EVO SWITCHGEAR 1250A PANELS; 1 X CABLE PER PHASE, 1 X 13MM HOLE SUIT M12 BOLT; | O/Head Line
15402 | ELCONITE | NOT FLUSHED;CINTERED COPPER/TUNGSTEN MATERIAL;FOR OLTC CONTACTS;SUIT FULLER TYPE "F" OLTC FIXED CONTACTS;SUIT C293 & C815;PACK OF 1; | Forged Fittings
3311 | ELECTRODE,WELDING. | MANUAL,RUTILE-COATED;2.5 MM DIA;GENERAL PURPOSE;BS639-1976,GDE E 4322R21; 2.5 KG PACK | PPE, Hardware & Tools
2482115 | ELECTROLYTE | Freezer Hydration Sqweeze Pops, 5 Mixed Flavours, 90ml each, Pack of 10 | PPE, Hardware & Tools
2492627 | ELECTROLYTE | Freezer Hydration Sqweeze Zero Pops, 5 Mixed Flavours, Sugar Free, Low Calorie, 90ml each, Pack of 10 | PPE, Hardware & Tools
2488229 | ELECTROLYTE DRINK | Sqwincher Fast Pack, Lemon Lime, Low Sodium, Gluten Free, Caffeine Free, 18ml Sachet, add water to make 180ml Serving, Box of 50 | PPE, Hardware & Tools
2488245 | ELECTROLYTE DRINK | Sqwincher Fast Pack, Tropical Cooler, Low Sodium, Gluten Free, Caffeine Free, 18ml Sachet, add water to make 180ml Serving, Box of 50 | PPE, Hardware & Tools
2488237 | ELECTROLYTE DRINK | Sqwincher Fast Pack, Orange, Low Sodium, Gluten Free, Caffeine Free, 18ml Sachet, add water to make 180ml Serving, Box of 50 | PPE, Hardware & Tools
2488252 | ELECTROLYTE DRINK | Sqwincher Fast Pack, Wildberry, Low Sodium, Gluten Free, Caffeine Free, 18ml Sachet, add water to make 180ml Serving, Box of 50 | PPE, Hardware & Tools
2488260 | ELECTROLYTE DRINK | Sqwincher Fast Pack, Assorted Flavours, Low Sodium, Gluten Free, Caffeine Free, 18ml Sachet, add water to make 180ml Serving, Pack of 10 | PPE, Hardware & Tools
2488260 | ELECTROLYTE DRINK | Sqwincher Fast Pack, Assorted Flavours, Low Sodium, Gluten Free, Caffeine Free, 18ml Sachet, add water to make 180ml Serving, Pack of 10 | PPE, Hardware & Tools
22521 | ELECTROLYTE POWDER | Beverage Mix, Orange, Low Joule, Low Sodium, Caffeine Free, Sugar Free, for Diabetics & Low Carb Consumers, 3g Sachet to be mixed into 600ml water(P10) | PPE, Hardware & Tools
25104 | ELECTROLYTE POWDER | Hydration Qwik Sticks, Mixed Flavours, Low Joule, Sugar Free, Carb Free, for Diabetics, 3g Stachet to be mixed into 600ml water (P10) | PPE, Hardware & Tools
22523 | ELECTROLYTE POWDER | Beverage Mix, Lemon-Lime, Low Joule, Low Sodium, Caffeine Free, Sugar Free, for Diabetics & Low Carb Consumers, 3g Sachet to be mixed into 600ml water(P10) | PPE, Hardware & Tools
22758 | ELECTROLYTE POWDER | Beverage Mix, Mixed Berry, Low Joule, Low Sodium, Caffeine Free, Sugar Free, for Diabetics & Low Carb Consumers, 3g Sachet to be mixed into 600ml water(P10) | PPE, Hardware & Tools
22757 | ELECTROLYTE POWDER | Beverage Mix, Grape, Low Joule, Low Sodium, Caffeine Free, Sugar Free, for Diabetics & Low Carb Consumers, 3g Sachet to be mixed into 600ml water(P10) | PPE, Hardware & Tools
2439347 | ELECTRONIC,PHASING DEVICE | Wireless, 11 - 33kV c/w Insulated Probe Extensions for Metal-clad Switchgear & Magnefix Spouts, ETS RSE04 | Hardware & Tools
2433522 | ELECTRONIC,PHASING DEVICE | Wireless Phasing Device, 11 - 132kV, Outdoor Kit w/Case | Hardware & Tools
2480309 | ENCLOSURE | LV Outdoor Cubicle & Base, Weatherproof, 2105 x 1000 x 1920mm, Steel Base, Trench Cover, Bottom Entry/Exit, suit LV Board for 1000-1500kVA GT, Dwg ES002083-01 | U/G Equipment
2494466 | ENCLOSURE | Circuit Breaker Enclosure, DIN Rail Assy Mounting Cover, 240V/440V, 4 Pole, IP64 | Substation Batteries
2499093 | ENCLOSURE | for DC-DC Converter, 163 x 50.6 x 27.4mm 0.8mm Thk Steel, Silver | Communications
2494490 | ENCLOSURE | Mounting Back Box, 1 Gang, Shallow, Square, 101 x 101 x 38mm, Grey, for Anderson Plug | Substation Batteries
2488278 | ENCLOSURE | MAS Wall Mount, 700 x 500 x 260mm, Mild Steel, Single Door, IP66, c/w Mounting Plate | Substation Accessories
2494458 | ENCLOSURE | Surface Enclosure, Double GPO Mounting Box, Rectangular, 20mm End Entries, 115mm, White | Substation Batteries
34153 | ENCLOSURE, OUTDOOR | OUTDOOR ENCLOSURE KIT; GROUP 1; 3 WAY; STANDARD HEIGHT; SUITABLE FOR ABB SAFELINK2 RMU; | Switchgear
34201 | ENCLOSURE, OUTDOOR | OUTDOOR ENCLOSURE KIT; GROUP 1; 4 WAY CFCF SPECIFIC RMU; SUITABLE FOR ABB SAFELINK2 RMU; | Switchgear
34200 | ENCLOSURE, OUTDOOR | OUTDOOE ENCLOSURE KIT; GROUP 1; 4 WAY RMU; SUITABLE FOR ABB SAFELINK2 RMU; | Switchgear
21289 | ENCLOSURE,DATA LOGGER | TYPE A ENCLOSURE;C/W TRANSDUCER COMMUNICATION MODULE & DATA LOGGER; 240 V SUPPLY; | Street Lights
21290 | ENCLOSURE,DATA LOGGER | TYPE B ENCLOSURE;C/W TRANSDUCER COMMUNICATION MODULE REACTIVE POWER SENSOR & DATA LOGGER;240 V SUPPLY; | Street Lights
24284 | ENCLOSURE,DATA LOGGER | SMARTNET MESH END POINT; END POINT LOGGER; USED WITH SMARTNET MESH GATEWAY AND REPEATERS | Meters
16405 | ENCLOSURE,ELECTRICAL BOX | WALL MTG;POLYESTOR;HOT PRESSED, GLASS FIBRE REINFORCED POLYESTOR CABINET;1 PIECE MONOBLOCK BODY,IP-66 (IEC-259);GREY COLOUR;RAL7032;STABLE TO | Communications
16406 | ENCLOSURE,ELECTRICAL BOX | 160 MM X 250 MM X 90 MM THK;FOR 24 V DC BATTERY & POWER SUPPLY;FOR EXTERNAL TELEPHONE LINE ISOLATION SYSTEM;PACK OF 1; | Hardware & Tools
16433 | ENCLOSURE,ELECTRICAL BOX | STREET LIGHT C/W APPROVED CIRCUIT BREAKER & TERMINAL BLOCK;2 GROMMETTED BOTTOM & 1 UNGROMMETTED REAR ENTRY; BOX OF 20,PACK WEIGHT 10 KG;REPLACES | Street Lights
16917 | ENCLOSURE,ELECTRICAL BOX | STREET LIGHT; CIRCUIT BREAKER, 2 TERMINAL BLOCKS;PLUS EARTH TERMINAL BLOCK W/- NEUTRAL LINK;STEEL POLE USE ONLY;2 GROMMETED BOTTOM & 1 GROMMETED | Hardware & Tools
2499309 | ENCLOSURE,ELECTRICAL BOX | Outdoor, 200 x 300 x 155mm, S/Steel, Padlockable Handle, suit NCS BESS Lock Box | Substation Batteries
2499291 | ENCLOSURE,ELECTRICAL BOX | Outdoor, 800 x 1200 x 400mm, S/Steel, suit NCS BESS Security Panel 1NC1 | Substation Batteries
2499283 | ENCLOSURE,ELECTRICAL BOX | Outdoor, 800 x 1000 x 300mm, S/Steel, suit NCS BESS Interface Panel 1NC8 | Substation Batteries
2498343 | ENCLOSURE,ELECTRICAL BOX | Compact Enclosure, 600 x 600 x 250mm, Steel, IP66 | Communications
25397 | ENCLOSURE,ELECTRICAL BOX | PRE-WIRED METER ENCLOSURE; 2 FDR-3P4W 110V DC AUX ALARM ENCLOSURE; 800MM H X 600MM W X 400MM D; WIRED TO DWG MDS 599-A3; FOR METERING; | Meters
25394 | ENCLOSURE,ELECTRICAL BOX | PRE-WIRED METER ENCLOSURE; 2 FDR-3P4W ENCLOSURE; 800MM H X 600MM W X 400MM D; WIRED TO DWG MDS 596-A3; FOR METERING; | Meters
25391 | ENCLOSURE,ELECTRICAL BOX | PRE-WIRED METER ENCLOSURE; 2 FDR-3P4W ENCLOSURE; 800MM H X 600MM W X 400MM D; WIRED TO DWG MDS 595-A3; FOR METERING; | Meters
25388 | ENCLOSURE,ELECTRICAL BOX | PRE-WIRED METER ENCLOSURE;1 FDR-3P4W; 110VDC AUX; ALARM 240V AC AUX;ENCLOSURE 800MM H X 600MM W X 400MM D; WIRED TO DWG MDS 594-A3; FOR METERING; | Meters
25385 | ENCLOSURE,ELECTRICAL BOX | PRE-WIRED METER ENCLOSURE; 1 FDR-3P4W 240V AC AUX; ENCLOSURE;800MM H X 600MM W 400MM D; WIRED TO DWG MDS 592-A3; FOR METERING; | Meters
25382 | ENCLOSURE,ELECTRICAL BOX | PRE-WIRED METER ENCLOSURE; 1 FDR-3P4W; 110V DC AUX; ENCLSURE; 800MM H X 600MM W X 400MM D; WIRED TO DWG MDS 589-A3; FOR METERING; | Meters
24876 | ENCLOSURE,ELECTRICAL BOX | EXTERNAL STAINLESS STEEL ENCLOSURE; 400 MM H;600 MM W;300 MM D; WITH MOUNTING BRACKETS; USED FOR VT OR CB JUNCTION BOX; | Substation Accessories
24123 | ENCLOSURE,ELECTRICAL BOX | PAINTED MILD STEEL;600 MM H; 600 MM W 400 MM D; C/W PROTECTION RELAY REF RESISTOR AND TERMINALS FOR USE IN C & I OUTDOOR APPLICATIONS; | Substation Accessories
24120 | ENCLOSURE,ELECTRICAL BOX | PAINTED MILD STEEL; 500 MM H;400 MM W; 300MMD; C/W PROTECTION RELAY; REF RESISTOR AND TERMINALS; USED IN C & I INDOOR APPLICATIONS; | Substation Accessories
22242 | ENCLOSURE,ELECTRICAL BOX | PRE-WIRED METER ENCLOSURE;1 FDR-3P4W ENCLOSURE;800 MM H X 600 MM W X 400 MM D ;WIRED TO DWG MDS 591 A3;FOR METERING OPERATIONS USE;COMPONETS REQUIRED | Meters
22150 | ENCLOSURE,ELECTRICAL BOX | PRE-WIRED METER ENCLOSURE;2 FDR-3P3W ENCLOSURE;800 MM H X 600 MM W X 400 MM D ;WIRED TO DWG MDS 575-A3;FOR METERING OPERATIONS USE;COMPONENTS REQUIRED | Meters
22149 | ENCLOSURE,ELECTRICAL BOX | Pre-Wired Meter Enclosure 1-FDR-3P3W, 800mm H, 600mm W, 400mm D, Wired to Dwg MDS-560-A3, for Metering Operations | Meters
21715 | ENCLOSURE,ELECTRICAL BOX | OPTICAL FIBRE CABLE WALL MTD TERMINATION ENCLOSURE;28 WAY;DIN RAIL TYPE;650 MM H X 500 MM W X 180 MM D;C/W WEIDMULLER AW 2.5 TERMINALS; | Communications
21492 | ENCLOSURE,ELECTRICAL BOX | SIGNAL TRANSMISSION ENCLOSURE;FOR CABLE ALIVE INDICATOR;SUIT INSULATOR ARC-8-95; | Substation Accessories
21503 | ENCLOSURE,ELECTRICAL BOX | WALL MTG;POWDER COATED ZINC ANNEAL; OPTICAL FIBRE CABLE WALL MTD TERMINATION ENCLOSURE;60 WAY TERMINATION;650 MM H X 500 MM W X 180 MM | Communications
20248 | ENCLOSURE,ELECTRICAL BOX | MONARCH ENCLOSURE;800 MM X 600 MM X 400 MM D;PROTECTION RATING IP66;USED FOR REVENUE METERING;U/W SC20246 & SC20247;PACK OF 1; | Hardware & Tools
17755 | ENCLOSURE,ELECTRICAL BOX | FOR STREET LIGHT,C/W APPROVED 63 AMP 4P CONTACTOR;10 AMP CIRCUIT BREAKER & END CLAMP;PACK OF 1,PACK WEIGHT 1 KG; | Hardware & Tools
6613 | END CAP | HEAT SHRINKABLE;80 MM LG,15 TO 35 MM OD CABLE RANGE;SUITABLE FOR 4 CORE 25 SQ MM PVC/PVC AND PLYHDPE CABLES; PACK OF 100,PACK WEIGHT 10 KG; | U/G Equipment
15836 | END CAP | HEAT SHRINKABLE;160 MM LG,65 TO 95 MM OD CABLE RANGE;PACK OF 100; | U/G Equipment
2494433 | END CAP | Busbar Side Cover, Acti9, 2 Pole (P10) | Substation Batteries
2466191 | END CAP | Heatshrink Size 12-4mm, Cable Range O/D 4-10mm, 40mm Lg, 2.6mm Thk Wall, Cross-linked PO w/- Thermoplastic Sealant, suit 4.0 - 35mm2 Cable | U/G Accessories
2466183 | END CAP | Heatshrink Size 6-2mm, Cable Range O/D 2-4mm, 25mm Lg, 2mm Thk Wall, Cross-linked PO w/-Thermoplastic Sealant, suit 1.0 - 2.5mm2 Cable | U/G Accessories
2486827 | END CAP | Heatshrink Size 145-60mm, Cable Range O/D 70-130mm, 150mm Lg, 5mm Thk Wall, Cross-linked Polyolefin | U/G Accessories
2486819 | END CAP | Heatshrink Size 120-60mm, Cable Range O/D 65-110mm, 150mm Lg, 5mm Thk Wall, Cross-linked Polyolefin | U/G Accessories
2486728 | END CAP | Acti9, 1 Pole (P10) | Communications
2485126 | END CAP | MV Series, Section 9, Telescopic Stick Part, Triangular, Black, Rubber Base Cap | Hardware & Tools
2474542 | END CAP | MV Series, Section 7, Telescopic Stick Part, Triangular, Black, Rubber Base Cap | Hardware & Tools
22815 | END CAP | Magnefix 11kV, for Hazemeyer, MD4 Switchcap Protection Cap, Insulated | General Hardware
22520 | END CAP | Suit 16mm2 - 95mm2 ABC Cable (P100) (scm) | U/G Equipment
6615 | END CAP | HEAT SHRINKABLE;150 MM LG,35 TO 75 MM OD CABLE RANGE;SUITABLE FOR 185 3-1/2 C PLYHDPE/PLYPVC,95-185-240-300 & 400 3C PLYHDPE,240 3C XPLE/PVC,630 & 1000 1C | U/G Equipment
17746 | END CAP | HEATSHRINK CAP;FOR SEALING END OF INDIVIDUAL CORES OF 16 SQ MM,4 CORE CABLE ONLY;100 PER BAG, 800 PER BOX | U/G Equipment
6614 | END CAP | HEAT SHRINKABLE;140 MM LG,25 TO 55 MM OD CABLE RANGE;SUITABLE FOR 25 & 95 3C PLYHDPE,185 1C PLYHDPE,400 1C PLYPVC, PLYHDPE;BOX OF 20;PACK WEIGHT 5 KG; | U/G Equipment
104624 | END CAP,EARTH ROD | End Protector, suit Rods 12 to 20mm Dia, Pack of 100 | O/Head Line
21439 | END CLAMP,TERMINAL BLOCK | END BRACKET;UNIVERSAL MTG;PHOENIX TYPE E/UK;TO SUIT PHOENIX TERMINALS; PACK OF 50; | Hardware & Tools
21440 | END CLAMP,TERMINAL BLOCK | E/NS 35 N, End Bracket, 9.5mm W, Gray, DIN Rail Mount | Hardware & Tools
4665 | END CLAMP,TERMINAL RAIL | TO SUIT UTILUX H2238 CLIP ON TERMINAL BLOCK;PACK OF 20; | Hardware & Tools
4712 | END PLATE,TERMINAL BLOCK | TO SUIT WEIDMULLER CLIP ON TERMINAL BLOCK TYPE SAKC10;REFER STOCK CODE 04631 FOR TERMINAL BLOCK;PACK OF 20; | Hardware & Tools
4716 | END PLATE,TERMINAL BLOCK | TO SUIT KLIPPON TERMINAL BLOCKS; PACK OF 20; | Hardware & Tools
4901 | END PLATE,TERMINAL BLOCK | TO SUIT UTILUX RAIL MOUNTED TERMINAL BLOCK TYPE H2607;REFER STOCK CODE 04733 FOR TERMINAL BLOCK; | Hardware & Tools
4715 | END PLATE,TERMINAL BLOCK | TO SUIT KLIPPON TERMINAL BLOCKS; PACK OF 20; | Hardware & Tools
12120 | END PLATE,TERMINAL BLOCK | TO SUIT KLIPPON DOUBLE TIER TERMINAL BLOCK TYPE DK4;REFER STOCK CODE 12015 FOR TERMINAL BLOCK;PACK OF 20; | Hardware & Tools
13962 | END PLATE,TERMINAL BLOCK | TO SUIT KLIPPON TERMINAL BLOCK TYPE SAK6N;REFER STOCK CODE 13961 FOR TERMINAL BLOCK;PACK OF 20; | Hardware & Tools
2495190 | END PLATE,TERMINAL BLOCK | D-URTK - Cover, End Cover, 41.5 x 2.2 x 72mm, Grey | Substation Accessories
2494532 | END PLATE,TERMINAL BLOCK | Type D-UT 2,5/10, End Cover, 39.8mm D, 2.2mm W, 47mm H, Grey | Substation Batteries
2493351 | END PLATE,TERMINAL BLOCK | D-PTV 6, End Cover, 36mm D, 2.2mm W, 61mm H, Gray, DIN Rail Mount | Substation Accessories
2493336 | END PLATE,TERMINAL BLOCK | APT-ME, Cover Profile Carrier, DIN Rail Mount, End Plate for AP-ME Cover Profile | Substation Accessories
2489771 | END PLATE,TERMINAL BLOCK | D-PTME 4, End Cover, Gray, suit PTME 4 Terminal Block | Substation Accessories
2480911 | END PLATE,TERMINAL BLOCK | suit PT 2.5-MT-Quattro Terminal Block | Substation Accessories
2480861 | END PLATE,TERMINAL BLOCK | Spacer Plate, suit PT6-T Terminal Block | Substation Accessories
24867 | END PLATE,TERMINAL BLOCK | TYPE WAP WDK10; SUIT WEIDMULLER TERMINAL; TYPE WDK 10V; | Hardware & Tools
21935 | END PLATE,TERMINAL BLOCK | PHOENIX TYPE D-MTK;UNIVERSAL MTG; PACK OF 50; | Hardware & Tools
21412 | END PLATE,TERMINAL BLOCK | Type D-UK 4/10, End Cover, 42.5mm Lg, 1.8mm W, 35.9mm H, Gray, Universal Mtg, suit Terminal UK6N & UK10N, Pack of 50 | Hardware & Tools
21436 | END PLATE,TERMINAL BLOCK | Type D-UDK 4, End Cover, 63.5mm Lg, 1.5mm W, 35.9mm H, Gray, Universal Mtg, suit Terminal Type UDK4, Pack of 50 | Hardware & Tools
21096 | END PLATE,TERMINAL BLOCK | TO SUIT WEIDMULLER CLIP-ON TERMINAL BLOCK;TYPE SAK6N;REFER TO SC13961 FOR TERMINAL BLOCK;BOX OF 100; | Hardware & Tools
19460 | END PLATE,TERMINAL BLOCK | TO SUIT DISCONNECT TERMINAL SAKA10; PACK OF 10;REFER SC19461 FOR TERMINAL BLOCK; | Hardware & Tools
13028 | END PLATE,TERMINAL BLOCK | TO SUIT KLIPPON HVY DUTY TERMINAL BLOCK TYPE SAKH10;PACK OF 20;REFER STOCK CODE 13027 FOR TERMINAL BLOCK; | Hardware & Tools
17038 | END,PLATE | TO SUIT KLIPPON SEMICONDUCTOR DEVICE ASSEMBLY;EA1DB01;U/W STOCK CODE 17037; PACK OF 20; | Hardware & Tools
19380 | END,PLATE | SUITABLE FOR RETROFITTING TO STEEL CROSSARMS;SC16632 & SC17274; CONTACT TECH STDS DEPT BEFORE ANYMORE ORDERS ARE PLACED ON THIS ITEM; | O/Head Line
22716 | END,PLATE | D-QTC, 2.5;TWIN END COVER FOR TERMINAL BLOCK PHOENIX CONTACT;3206487 &3205226; GREY COLOUR;DIN RAIL MTD;PACK OF 50; | Hardware & Tools
22715 | END,PLATE | D-QTC1,5;SIDE COVER FOR TERMINAL BLOCK PHOENIX CONTACT;3205022 & 3205019;GREY COLOUR;DIN RAIL MTD;PACK OF 50; | Hardware & Tools
21183 | END,PLATE | TO SUIT TERMINAL BLOCK TYPE CTS6U; | Substation
2486207 | ENERGY STORAGE SYSTEM | BESS, LV Connected, 3 Ph, Pole Mounted Battery & Inverter Module, Cabinet approx 2000 x 900 x 500mm | O/Head Line
2487940 | ENERGY STORAGE SYSTEM | Penske BESS, 4MW & 8MWh Comprising Inverter & Battery Modular System | Substation Batteries
2490787 | ENERGY STORAGE SYSTEM | BESS, LV Connected, 3 Ph, Ground Mounted Battery, 3 x Power Shaper & 1 x Switchboard Mounted on Concrete Plinth | U/G Equipment
2495364 | ENERGY STORAGE SYSTEM | BESS, LV Connected, 3 Ph, Dual Pole Mounted Battery, Inverter Module and Switchboard, Total Size approx 2000 x 2000 x 1200mm | O/Head Line
2491538 | ENERGY STORAGE SYSTEM | EcoSTORE3, LV Connected, 3 Ph, Pole Mtd Battery c/w separate Inverter Module, Cabinet approx 2000 x 1250 x 500mm & Inverter approx 1100 x 500 x 400mm | O/Head Line
2487213 | ENERGY STORAGE SYSTEM | EVO BESS, 4MW & 8MWh Comprising Inverter & Battery Modular System | Substation Batteries
8796 | ENVELOPE,INVOICE | SELF-ADHESIVE;PLASTIC;CLEAR;230 MM LG, 165 MM W;MARKED "INVOICE ENCLOSED"; BOX OF 500,PACK WEIGHT 2 KG; | Misc Non-Contract Items
22631 | ETHERNET CABLE. | RJ45 PATCH CABLE;CAT5E;568A WIRING STANDARD;BLUE;3 M; | Hardware & Tools
22636 | ETHERNET CABLE. | RJ45 PATCH CABLE;CAT5E;568A WIRING STANDARD;BLUE;0.5 M; | Hardware & Tools
22638 | ETHERNET CABLE. | RJ45 PATCH CABLE;CAT5E;568A WIRING STANDARD;BLUE 1 M; | Hardware & Tools
22639 | ETHERNET CABLE. | RJ45 PATCH CABLE;CAT5E;568A WIRING STANDARD;BLUE;2 M; | Hardware & Tools
22637 | ETHERNET CABLE. | RJ45 PATCH CABLE;CAT5E;568A WIRING STANDARD;BLUE;1.5 M; | Hardware & Tools
19046 | EXTENSION SHAFT | 2.13m Lg, 38mm2, 9.5kN, Galv, for Multi-Helix Swamp Anchor | Line Hardware
19047 | EXTENSION SHAFT | 1.52m Lg, 38mm2, 9.5kN, Galv, for Multi-Helix Swamp Anchor | Line Hardware
2416691 | EXTENSION, SOCKET WRENCH | 1/2" Drive, 125mm Lg Insulated 1000V for use in Insulated Tool Kit | Tools & Equipment
2416709 | EXTENSION, SOCKET WRENCH | 1/2" Drive, 250mm Lg Insulated 1000V for use in Insulated Tool Kit | Tools & Equipment
374835 | EXTINGUISHER, FIRE, DRY CHEMICAL | 4.5KG AB(E) | HS & PPE
2479624 | EXTRACTOR TOOL | Link Extractor, Male , 1/4" Whitworth, 1000V Insulated | Tools & Equipment
2479632 | EXTRACTOR TOOL | Link Extractor, Male , 5/16" Whitworth, 1000V Insulated | Tools & Equipment
2479657 | EXTRACTOR TOOL | Link Extractor, Female, 3/8" BSF, 1000V Insulated | Tools & Equipment
2479640 | EXTRACTOR TOOL | Link Extractor, Male , 3/8" Whitworth, 1000V Insulated | Tools & Equipment
15461 | EXTRACTOR,FUSECARRIER | TONG TYPE;TO SUIT LV FUSE WEDGES IN SUBSTATION PANELS; | Fuses
18297 | EXTRACTOR,FUSECARRIER | PIG TAIL TYPE;FOR REMOVING LV FUSE WEDGES; | Hardware & Tools
19825 | EYE,TONGUE | TWISTED;OPGW EYE TONGUE;70 KN;U/W OPGW SUSPENSION SET & 70 KN SHACKLE; | Forged Fittings
22118 | EYE,TONGUE | TWISTED;120 KN;U/W TX LONGROD ASSEMBLIES; | O/Head Line
2496784 | FACE SEAL,RESPIRATOR | Versaflo M-936, Comfort Faceseal, for Versaflo TR-300 Series PAPR, Pack of 5 | HS & PPE
20170 | FACESHIELD,INDUSTRIAL | COLOURLESS POLYCARBONATE VISOR; UNCOATED;ABS FRAME;HIGH IMPACT & SPLASH PROTECTION NON METALLIC; 245 MM LG X 225 H X 290 H; | HS & PPE
23395 | FACESHIELD,INDUSTRIAL | Arc Flash Protection Faceshield c/w Chin Guard, 10cal/cm2 | Hardware & Tools
2499580 | FAN | Outer Loop Fan, 120 x 120mm, 48VDC, 0.6A, -10C to +60C, c/w Sealing Cable Assy, for Heat Exchange (HEX) Cabinet | Communications
19712 | FAN & ACCESSORIES | HEATSINK & FAN;FOR PC-SACS;C/W COPPER HEATSINK;BALL BEARING FAN;RESTRICTED ISSUE;****PURCHASE ORDER NO. TO BE PLACED ON EACH BOX*** | Tools & Equipment
24720 | FAN,CIRCULATING | Milwaukee, M18 Jobsite Fan, 18V, Portable, 3-Speed Setting, Skin Only c/w AC Adaptor | Hardware & Tools
2488286 | FAN,CIRCULATING | Milwaukee, M12 Mounting Fan, 12V, Portable, 3-Speed Setting, Skin Only, c/w Spring Loaded Clamp on Base | Hardware & Tools
19153 | FASTENER | Harness Sleeve Buttons, Four Screw Type, Orange, replacement Buttons for Live Line Sleeve Harness, Pack of 4 | Hardware & Tools
2497667 | FASTENER | Replacement Part, Blade Fastener Screw, for Milwaukee Multifunction Tool M18FMT | Tools & Equipment
2485548 | FAULT LOCATOR | EFD Control Unit 4.0 Gen, 3 Sensors, FPGA ARM Processor, 90-264V AC, 50/60Hz, 5W (20W Peak), USB2.0 & RJ45 Ethernet Ports, 4G Modem, Set of 3, for EFD Trial | O/Head Line
2485563 | FAULT LOCATOR | EFD Control Unit, Battery Box, 3 Sensors FPGA ARM Processor, 90-264V AC, 50/60Hz, 5W (20W Peak), USB2.0 & RJ45 Ethernet Ports c/w Modem, Antenna & 2 x Batteries | O/Head Line
22101 | FAULT TAMER,FUSE | 8kA, 12kV, Fault Tamer Dropout Fuse, c/w Fuse Carrier & Current Limiter, suits EDO | Substation
22102 | FAULT TAMER,FUSE | 12kA, Current Limiter, AS1033, Bushfire Mitigation | Fuses
18223 | FENCE,PROTECTION,BARRIER | SILT FENCE;SF1000;GREEN/BLACK COLOUR; 100 M LG;860 MM H;COMPOSITE BIDIM NON- WOVEN NEEDLE PUNCHED CONTINUOUS FILAMENT,GEOTEXTILE HIGH STRENGTH WOVEN | Misc Non-Contract Items
6192 | FERRULE,ELECTRICAL CONDUCTOR | CRIMP LINK;COPPER;4.0 SQ MM;7/0.85 MM; PACK OF 100,PACK WEIGHT 0.12 KG; | Line Hardware
6194 | FERRULE,ELECTRICAL CONDUCTOR | CRIMP TYPE;COPPER;10 SQ MM;7/1.35 MM; NO DIMPLE;PACK OF 50, PACK WEIGHT 0.13 KG; | Line Hardware
6197 | FERRULE,ELECTRICAL CONDUCTOR | CRIMP TYPE;TINNED COPPER;COPPER CONDUCTOR;35 SQ MM;CENTRE DIMPLE; PACK OF 25;U/W PILOT JOINT UJ MANUAL 5-351 D;REFER SC14877 FOR DIE; | Line Hardware
6200 | FERRULE,ELECTRICAL CONDUCTOR | CRIMP TYPE;TINNED COPPER;COPPER CONDUCTOR;70 SQ MM;CENTRE DIMPLE; BOX OF 20,PACK WEIGHT 605 G;REFER SC02144 FOR DIE; | Line Hardware
17581 | FERRULE,ELECTRICAL CONDUCTOR | CRIMP TYPE;COPPER;25 SQ MM TO 95 SQ MM; C/W CENTRE BARRIER;PACK OF 3;U/W STOCK CODES 17575 & 15848;PACK OF 1; | Line Hardware
16079 | FERRULE,ELECTRICAL CONDUCTOR | CRIMP TYPE;COPPER;120 SQ MM TO 120 SQ MM ;CENTRE DIMPLE;REFER UJ MAN 2/600; PACK OF 1;PACK WEIGHT 0.08KG; | Line Hardware
15951 | FERRULE,ELECTRICAL CONDUCTOR | CRIMP TYPE;BI-METAL;240 SQ MM ALUM TO 240 SQ MM COPPER;C/W CENTRE BARRIER, 150 MM MAX O/A LG;REFER UJ MAN 2/600; | Line Hardware
15950 | FERRULE,ELECTRICAL CONDUCTOR | CRIMP TYPE;ALUM;240 SQ MM TO 240 SQ MM; C/W CENTRE DIMPLE;REFER UJ MAN 2/600; PACK OF 1,PACK WEIGHT 0.24 KG;REFER SC02143 FOR DIE; | Line Hardware
15948 | FERRULE,ELECTRICAL CONDUCTOR | REDUCING,CRIMP TYPE;BI-METAL;240 SQ MM ALUM TO 185 SQ MM COPPER;C/W CENTRE BARRIER,150 MM MAX O/A LG;REFER UJ MAN 2/600;PACK OF 1,PACK WEIGHT 0.3 KG; | Line Hardware
15945 | FERRULE,ELECTRICAL CONDUCTOR | REDUCING,CRIMP TYPE;BI-METAL;35 SQ MM ALUM TO 25 SQ MM COPPER;C/W CENTRE BARRIER,70 MM MAX O/A LG;REFER UJ MAN 2/600; | Line Hardware
15436 | FERRULE,ELECTRICAL CONDUCTOR | CRIMP TYPE;ALUMINIUM;ALUMINIUM CONDUCTOR ;120 SQ MM;PRE-FILLED WITH JOINTING COMPOUND;INDIVIDUALLY PACKED IN PLASTIC BAGS;REFER UJ MAN 2/651; | Line Hardware
2474823 | FERRULE,ELECTRICAL CONDUCTOR | Bootlace Pin, 0.34mm2, 10mm OAL, 6mm Lg Pin, Pink | O/Head Line
2474815 | FERRULE,ELECTRICAL CONDUCTOR | Bootlace Pin, 4.0mm2, 26mm OAL, 18mm Lg Pin, Orange HF | O/Head Line
2474807 | FERRULE,ELECTRICAL CONDUCTOR | Bootlace Pin, 2.5mm2, 24mm OAL, 18mm Lg Pin, Grey, Pack of 100 | O/Head Line
2474799 | FERRULE,ELECTRICAL CONDUCTOR | Bootlace Pin, 1.5mm2, 24mm OAL, 18mm Lg Pin, Black | O/Head Line
2474781 | FERRULE,ELECTRICAL CONDUCTOR | Bootlace Pin, 0.25mm2, 10mm OAL, 6mm Lg Pin, Violet, HF | O/Head Line
2471670 | FERRULE,ELECTRICAL CONDUCTOR | Bootlace Pin, 16mm2, 18mm Lg, Ivory White, Pack of 25 | Subtransmission
2471662 | FERRULE,ELECTRICAL CONDUCTOR | Bootlace Pin, 10mm2, 18mm Lg, Brown, Pack of 25 | Subtransmission
22807 | FERRULE,ELECTRICAL CONDUCTOR | BOOTLACE CRIMP TYPE;FOR 0.50 SQ MM CABLE;WHITE;PACK OF 100; FOR TELECOMMUNICATIONS WORK; | Hardware & Tools
22806 | FERRULE,ELECTRICAL CONDUCTOR | BOOTLACE CRIMP TYPE;FOR 0.75 SQ MM CABLE;LIGHT BLUE;PACK OF 100; FOR TELECOMMUNICATIONS WORK; | Hardware & Tools
22805 | FERRULE,ELECTRICAL CONDUCTOR | BOOTLACE CRIMP TYPE;FOR 1.0 SQ MM CABLE; RED;PACK OF 100;FOR COMMUNICATIONS WORK; | Hardware & Tools
22804 | FERRULE,ELECTRICAL CONDUCTOR | BOOTLACE CRIMP TYPE;FOR 1.5 SQ MM CABLE; BLACK;PACK OF 100;FOR TELECOMMUNICATIONS WORK; | Hardware & Tools
22803 | FERRULE,ELECTRICAL CONDUCTOR | BOOTLACE CRIMP TYPE;FOR 2.5 SQ MM CABLE;GREY;PACK OF 100; FOR COMMUNICATIONS WORK; | Hardware & Tools
22802 | FERRULE,ELECTRICAL CONDUCTOR | BOOTLACE CRIMP TYPE;FOR 4 SQ MM CABLE; ORANGE;PACK OF 100; FOR TELECOMMUNICATIONS WORK; | Hardware & Tools
22801 | FERRULE,ELECTRICAL CONDUCTOR | BOOTLACE CRIMP TYPE;FOR 6 SQ MM CABLE; GREEN;PACK OF 50;FOR COMMUNICATIONS WORK; | Hardware & Tools
22800 | FERRULE,ELECTRICAL CONDUCTOR | BOOTLACE CRIMP TYPE;FOR TWIN,0.75 SQ MM CABLES;GREY;PACK OF 100; FOR TELECOMMUNICATIONS WORK; | Hardware & Tools
22750 | FERRULE,ELECTRICAL CONDUCTOR | BOOTLACE CRIMP TYPE;FOR TWIN,1.0 SQ MM CABLES;RED;PACK OF 100; FOR TELECOMMUNICATIONS WORK; | Hardware & Tools
22749 | FERRULE,ELECTRICAL CONDUCTOR | BOOTLACE CRIMP TYPE;FOR TWIN,1.5 SQ MM CABLES;BLACK;PACK OF 100; FOR TELECOMMUNICATIONS WORK; | Hardware & Tools
22748 | FERRULE,ELECTRICAL CONDUCTOR | BOOTLACE CRIMP TYPE;FOR TWIN,4 SQ MM CABLES;GREY;PACK OF 50; FOR TELECOMMUNICATIONS WORK; | Hardware & Tools
22747 | FERRULE,ELECTRICAL CONDUCTOR | BOOTLACE CRIMP TYPE;FOR TWIN,2.5 SQ MM CABLES;BLUE;PACK OF 100; FOR TELECOMMUNICATIONS WORK; | Hardware & Tools
22791 | FERRULE,ELECTRICAL CONDUCTOR | CRIMP TYPE;REDUCING LINK;FOR 25 SQ MM COPPER TO 16 SQ MM COPPER; | O/Head Line
19373 | FERRULE,ELECTRICAL CONDUCTOR | REDUCING CRIMP LINK;COPPER;300 SQ MM CU TO 185 SQ MM CU;C/W CENTRE BARRIER; 98 MM O/A LG;PACK OF 1. | Line Hardware
19372 | FERRULE,ELECTRICAL CONDUCTOR | REDUCING CRIMP LINK;COPPER;240 SQ MM CU TO 185 SQ MM CU;C/W CENTRE BARRIER; 98 MM O/A LG;PACK OF 1. | Line Hardware
19352 | FERRULE,ELECTRICAL CONDUCTOR | REDUCING CRIMP LINK;COPPER;300 SQ MM CU TO 240 SQ MM CU;C/W CENTRE BARRIER; 101 MM O/A LG;PACK OF 1; | Line Hardware
19351 | FERRULE,ELECTRICAL CONDUCTOR | CRIMP LINK;COPPER TINNED;240 SQ MM CU TO 240 SQ MM CU;C/W CENTRE BARRIER;76 MM O/A LG;PACK OF 1 | Line Hardware
19350 | FERRULE,ELECTRICAL CONDUCTOR | CRIMP LINK;COPPER TINNED;185 SQ MM CU TO 185 SQ MM CU;C/W CENTRE BARRIER;PACK OF 1; | Line Hardware
18111 | FERRULE,ELECTRICAL CONDUCTOR | REDUCING,CRIMP TYPE;BI-METAL;240 SQ MM 3 CORE SECTOR ALUMINIUM TO 185 SQ MM COPPER PRE-FILLED WITH JOINTING COMPOUND ;PACK OF 1; | O/Head Line
18110 | FERRULE,ELECTRICAL CONDUCTOR | REDUCING,CRIMP TYPE;BI-METAL;120 SQ MM 3 CORE SECTOR ALUMINIUM TO 95 SQ MM COPPER PRE-FILLED WITH JOINTING COMPOUND ;PACK OF 1,PACK WEIGHT0.2 KG; | Line Hardware
18108 | FERRULE,ELECTRICAL CONDUCTOR | REDUCING,CRIMP TYPE;BI-METAL;150 SQ MM 3 CORE SECTOR ALUMINIUMTO 120 SQ MM COPPER;PRE-FILLED WITH JOINTING COMPOUND ;PACK OF 1,PACK WEIGHT 0.25 KG; | O/Head Line
17772 | FERRULE,ELECTRICAL CONDUCTOR | CRIMP TYPE;COPPER;185 SQ MM CU PLYLV TO 185 SQ MM CU PLYLV;C/W CENTRE DIMPLE; PACK OF 1;U/W STOCK CODE 16456;CONTAINS 3 X 185 FERRULES & 1 X 95 FERRULE; | Line Hardware
17770 | FERRULE,ELECTRICAL CONDUCTOR | CRIMP TYPE;COPPER;70 SQ MM CU PLYLV TO 185 SQ MM PLYLV;C/W CENTRE BARRIER;PACK OF 4;U/W STOCK CODE 16456;CONTAINS 3 X 70/185 FERRULES & 1 X 35/95 SQ MM | O/Head Line
17769 | FERRULE,ELECTRICAL CONDUCTOR | CRIMP TYPE;COPPER;70 SQ MM CU PLY TO 70 SQ MM CU PLY LV;C/W CENTRE DIMPLE;PACK OF 4;U/W STOCK CODE 16456;CONTAINS 3 X 70 SQ MM & 1 X 35 SQ MM FERRULES; | Line Hardware
17602 | FERRULE,ELECTRICAL CONDUCTOR | CRIMP TYPE;COPPER;400 SQ MM TO 400 SQ MM ;C/W CENTRE DIMPLE;PACK OF 3;U/W STOCK CODE 17579;PACK WEIGHT 0.93 KG; | Line Hardware
17600 | FERRULE,ELECTRICAL CONDUCTOR | CRIMP TYPE;COPPER;300 SQ MM TO 300 SQ MM ;C/W CENTRE BARRIER;PACK OF 3 ,PACK WEIGHT 0.88 KG;U/W SC17578; | Line Hardware
17599 | FERRULE,ELECTRICAL CONDUCTOR | CRIMP TYPE;COPPER;240 SQ MM TO 300 SQ MM ;C/W CENTRE BARRIER;PACK OF 3;U/W STOCK CODE 17578; | Line Hardware
17595 | FERRULE,ELECTRICAL CONDUCTOR | CRIMP TYPE;BI-METAL;185 SQ MM CU TO 300 SQ MM AL;C/W CENTRE BARRIER;PACK OF 1; U/W STOCK CODE 17578; | Line Hardware
17594 | FERRULE,ELECTRICAL CONDUCTOR | CRIMP TYPE;COPPER;185 SQ MM TO 240 SQ MM ;C/W CENTRE BARRIER;PACK OF 3;U/W STOCK CODE 17578; | Line Hardware
17593 | FERRULE,ELECTRICAL CONDUCTOR | CRIMP TYPE;COPPER;185 SQ MM TO 185 SQ MM ;C/W CENTRE DIMPLE;PACK OF 3;U/W STOCK CODE 17576; | O/Head Line
17592 | FERRULE,ELECTRICAL CONDUCTOR | CRIMP TYPE;COPPER;161 (0.25 SQ IN) TO 185 SQ MM;C/W CENTRE BARRIER;PACK OF 3; U/W STOCK CODE 17576; | Line Hardware
17590 | FERRULE,ELECTRICAL CONDUCTOR | CRIMP TYPE;BI-METAL;120 SQ MM AL TO 185 SQ MM CU;C/W CENTRE BARRIER;PACK OF 1; U/W STOCK CODE 17576; | Line Hardware
17586 | FERRULE,ELECTRICAL CONDUCTOR | CRIMP TYPE;BI-METAL;95 SQ MM CU TO 120 SQ MM AL;C/W CENTRE BARRIER;PACK OF 3; U/W STOCK CODE 17576; | Line Hardware
17585 | FERRULE,ELECTRICAL CONDUCTOR | CRIMP TYPE;COPPER;95 SQ MM TO 95 SQ MM; C/W CENTRE DIMPLE;PACK OF 3;U/W STOCK CODE 17575; | Line Hardware
17584 | FERRULE,ELECTRICAL CONDUCTOR | CRIMP TYPE;COPPER;70 SQ MM TO 95 SQ MM; C/W CENTRE BARRIER;PACK OF 3;U/W STOCK CODE 17575;PACK OF 1,PACK WEIGHT 0.5 KG; | Line Hardware
14735 | FERRULE,ELECTRICAL CONDUCTOR | CRIMP TYPE;COPPER;16 SQ MM;7/1.70 MM; CENTRE DIMPLE;PACK OF 25;FOR REPAIRS UG STREET LIGHT CABLE;REFER SC17499 FOR DIE;PACK WEIGHT 0.25 KG; | Line Hardware
14360 | FERRULE,ELECTRICAL CONDUCTOR | CRIMP TYPE;TINNED COPPER,NON INSULATED; COPPER CONDUCTOR;2.5 SQ MM;TYPE H2.5; PACK OF 100,PACK WEIGHT 200 G; | Line Hardware
9866 | FERRULE,ELECTRICAL CONDUCTOR | CRIMP TYPE;TINNED COPPER,NYLON INSULATED ;0.5 - 2.5 SQ MM;1/0.80 MM;CENTRE DIMPLE ;BOX OF 100,PACK WEIGHT 0.2 KG; | Line Hardware
6202 | FERRULE,ELECTRICAL CONDUCTOR | CRIMP TYPE;COPPER;185 SQ MM TO 185 SQ MM;C/W CENTRE DIMPLE,PACK OF 1,PACK WEIGHT 0.1 KG;REFER UJ MAN 2/600;REFER SC17197 FOR DIE; | Line Hardware
6201 | FERRULE,ELECTRICAL CONDUCTOR | CRIMP TYPE;COPPER;95 SQ MM TO 95 SQ MM; C/W CENTRE DIMPLE,54 MM MAX O/A LG; REFER UJ MAN 2/600;PACK OF 25;REFER SC06201 FOR DIE;PACK WEIGHT 1.5 KG; | Line Hardware
6199 | FERRULE,ELECTRICAL CONDUCTOR | CRIMP TYPE;TINNED COPPER;COPPER CONDUCTOR;50 SQ MM;CENTRE DIMPLE; BOX OF 200;PACK WEIGHT 5.0 KG; | Line Hardware
6196 | FERRULE,ELECTRICAL CONDUCTOR | CRIMP TYPE;COPPER;25 SQ MM TO 25 SQ MM; C/W CENTRE DIMPLE,70 MM MAX O/A LG; BOX OF 50/25;REFER UJ MAN 2/600;REFER SC14022 FOR DIE; | Line Hardware
6193 | FERRULE,ELECTRICAL CONDUCTOR | CRIMP LINK TYPE;COPPER;6.0 SQ MM; 7/1.04 MM;PACK OF 50,PACK WEIGHT 0.13 KG; | Line Hardware
24068 | FIBRE CONVERTER | ETHERNET TO FIBRE CONVERTER; SUPPLIED WITH SX SFP MODULE WITH LC CONNECTOR; EKI-2741F-AE + SFP-GMM-550, FOR SUBSTATION COMMUNICATIONS; | Communications
2439909 | FIELD PACK | Backpack, Tower Rescue Bag, Yellow | PPE, Hardware & Tools
2496743 | FIELD PACK | Versaflo TR-927, Easy Clean Backpack, to hold PAPR during use, for Versaflo TR-300 Series PAPR | HS & PPE
2271 | FILE,HAND | ENGINEER'S;FLAT;BASTARD;200 MM LG; BOX OF 10; | Hardware & Tools
2278 | FILE,HAND | ENGINEER'S;FLAT;SMOOTH; 200 MM LG;BOX OF 10; | Hardware & Tools
2280 | FILE,HAND | ENGINEER'S;FLAT;SMOOTH; 300 MM LG;BOX OF 5; | Hardware & Tools
2283 | FILE,HAND | ENGINEER'S;RD;BASTARD; 200 MM LG;8 MM DIA;BOX OF 10; | Hardware & Tools
2285 | FILE,HAND | ENGINEER'S;RD;BASTARD; 300 MM LG;12 MM DIA;BOX OF 5; | Hardware & Tools
8717 | FILE,HAND | ALUMINIUM TYPE A;FLAT;12 IN LG; BOX OF 6; | Tools & Equipment
2311 | FILE,HAND | ENGINEER'S;WARDING;BASTARD; 100 MM LG;BOX OF 12; | PPE, Hardware & Tools
2308 | FILE,HAND | SAW;TRIANGULAR SLIM TAPER; 175 MM LG;BOX OF 10; | Hardware & Tools
2307 | FILE,HAND | SAW;TRIANGULAR SLIM TAPER; 150 MM LG;BOX OF 10; | Hardware & Tools
2306 | FILE,HAND | SAW;TRIANGULAR SLIM TAPER; 125 MM LG;BOX OF 10; | Hardware & Tools
2305 | FILE,HAND | SAW;TRIANGULAR SLIM TAPER; 100 MM LG;BOX OF 10; | Hardware & Tools
2291 | FILE,HAND | ENGINEER'S;HALF RD;BASTARD; 300 MM LG;BOX OF 5; | Hardware & Tools
2290 | FILE,HAND | ENGINEER'S;HALF RD;BASTARD; 250 MM LG;BOX OF 10; | Hardware & Tools
2289 | FILE,HAND | ENGINEER'S;HALF RD;BASTARD; 200 MM LG; BOX OF 10; | Hardware & Tools
2288 | FILE,HAND | ENGINEER'S;HALF RD;BASTARD; 150 MM LG,(6 IN);BOX OF 10; | Hardware & Tools
15473 | FILE,HAND | SHEAR;FLAT,MAGICUT TOOTH;STD CUT ;300 MM LG; USED FOR SMOOTHING OF ALUM,BRASS,BRONZE & COPPER; (P6) | Hardware & Tools
2322 | FILE,HAND | ENGINEER'S;MILLSAW,FLAT SECOND CUT;250 MM LG;BOX OF10; | Hardware & Tools
2321 | FILE,HAND | ENGINEER'S;MILLSAW,1 RD EDGE;BASTARD; 300 MM LG;BOX OF 6; | Hardware & Tools
2320 | FILE,HAND | ENGINEER'S;MILLSAW,1 RD EDGE;BASTARD; 250 MM LG;BOX OF 12; | Hardware & Tools
2318 | FILE,HAND | Chain Saw File, Round, Blunt, 200mm Lg, 5.5mm Dia, Pack of 6 | PPE, Hardware & Tools
2317 | FILE,HAND | CHAIN SAW;RD;BLUNT;200 MM LG; 4.7 MM OR 4.8 MM DIA ARE ACCEPTABLE; BOX OF 10; | PPE, Hardware & Tools
2316 | FILE,HAND | CHAIN SAW;RD;BLUNT;200 MM LG; 4 MM DIA;BOX OF 6; | PPE, Hardware & Tools
2315 | FILE,HAND | ENGINEER'S;WARDING;SMOOTH; 150 MM LG;BOX OF 12; | Hardware & Tools
2314 | FILE,HAND | ENGINEER'S;WARDING;BASTARD; 200 MM LG;BOX OF 12; | PPE, Hardware & Tools
2313 | FILE,HAND | ENGINEER'S;WARDING;BASTARD; 150 MM LG;BOX OF 12; | Hardware & Tools
23943 | FILE,HAND | ORANGE PLASTIC FILE HANDLE; TO SUIT ROUND 3/16 4.8MM ROUND FILE (SC2317) FOR CHAINSAW SHARPENING; | Hardware & Tools
2284 | FILE,HAND | ENGINEER'S;RD;BASTARD; 250 MM LG;10 MM DIA;BOX OF 10; | Hardware & Tools
2282 | FILE,HAND | ENGINEER'S;RD;BASTARD; 150 MM LG;6 MM DIA;BOX OF 10; | Hardware & Tools
2279 | FILE,HAND | ENGINEER'S;FLAT;SMOOTH; 250 MM LG;BOX OF 10; | Hardware & Tools
2277 | FILE,HAND | ENGINEER'S;FLAT;SMOOTH; 150 MM LG;BOX OF 5; | Hardware & Tools
2272 | FILE,HAND | ENGINEER'S;FLAT;BASTARD;250 MM LG; BOX OF 10; | Hardware & Tools
2275 | FILE,HAND | ENGINEER'S;FLAT;SECOND CUT; 250 MM LG;BOX OF 10; | Hardware & Tools
2273 | FILE,HAND | ENGINEER'S;FLAT;BASTARD;300 MM LG; BOX OF 5; | Hardware & Tools
3822 | FILLER,DENT,METAL SURFACE | C/W 1 TUBE OF HARDENER;EAZEFILL;900 G CONTAINER,12 PACKS PER CARTON; | PPE, Hardware & Tools
6922 | FILLING KIT,UNDERGRD CABLE TERMINATION | HAZEMEYER,INCL FILLER & CAP; | Misc Non-Contract Items
19766 | FILTER | AUDIO FREQUENCY 1050 HZ;SINKING FILTER; SUITABLE FOR OVERHEAD APPLICATION; | Substation Accessories
19767 | FILTER | AUDIO FREQUENCY 1050 HZ;SINKING FILTER; SUITABLE FOR UNDERGROUND APPLICATION; | Substation Accessories
2472801 | FILTER | Replacement HEPA Filter, for Milwaukee M18 Wet/Dry Vacuum | Hardware & Tools
2491736 | FILTER | Air Filter Assembly, 2RU Chassis, for Ellipse INUe | Communications
2493864 | FILTER | Versaflo TR-3600 Prefilter, Particulate Filter, for Versaflo TR-300 Series PAPR | HS & PPE
2472793 | FILTER | Replacement HEPA Filter, for Milwaukee M12 Cordless Compact Hand Vacuum | Hardware & Tools
24829 | FILTER, FLUID | 2.5M WATER FILTER SOCK; 1.5" FEMALE CAMLOCK; COMES IN SEALABLE 20 LITRE BUCKET FOR STORAGE; | Hardware & Tools
20113 | FILTER, OIL | OIL;FLEXIBLE BUND FILTER;300 MM DIA; SUIT 225 MM DIA FRC PIPE OUTLET USING CABLE TIES; | General Hardware
23218 | FILTER, OIL | AES BUND FILTER; REPLACEMENTCARTRIDGE; 500MM X 150MM DIA; | General Hardware
16948 | FILTER,RESPIRATOR | Sundstrom SR221 Pre-Filter, Prevents Premature Clogging of Main Filter, Low Efficiency, DO NOT use as a Substitute for a Particle Filter, Pack of 80 | PPE, Hardware & Tools
2493872 | FILTER,RESPIRATOR | Versaflo TR-3712E, PAPR-P3 Particulate Filter, for Versaflo TR-300 Series PAPR | HS & PPE
24774 | FILTER,RESPIRATOR | Pre-Filter, Replacement Part for Powered Air Purification Respirators | HS & PPE
23908 | FINGERGUARD | FINGER GUARD ¿ MK7C | Metering Delivery
25006 | FINGERGUARD | FINGER GUARD ¿ MK10E, MK10D, MK6E | Metering Delivery
25007 | FINGERGUARD | FINGER GUARD ¿ MK7A | Metering Delivery
23921 | FINGERGUARD | FINGER GUARD ¿ MK10A | Metering Delivery
2476638 | FIT TEST KIT,RESPIRATOR | 3M Qualitative Fit Test Apparatus Kit c/w 1 x Hood, 1 x Collar Assembly, 2 x Nebulisers, 2 x Nebuliser Insert Sets, 1 x 55ml FT-31 Bitter Sensitivity | HS & PPE
21593 | FIXTURE,LIGHTING | LED, Weatherproof, Vandal Proof, High Impact, 38W, 1169mm Lg, 4000lm, White, Opal Diffuser, IP65 | Street Lights
2462166 | FIXTURE,LIGHTING | LED; L25 NOSTALGIA GREEN; TYPE 2 BKT AND LED STREETLIGHT; C/W INTEGRAL CONTROL GEAR, PE CELL, LAMP & POWER FACTOR CORRECTION, MINOR ROADS; | Street Lights
2462596 | FIXTURE,LIGHTING | LED; STREETLIGHT; L300 CO; GERARD ROADLED; C/W INTEGRAL CONTROL GEAR, PE CELL, LAMPS & POWER FACTOR CORRECTION MAJOR ROADS; 4K; AEROSCREEN; | Street Lights
2462588 | FIXTURE,LIGHTING | LED; STREETLIGHT; L175 CO; GERARD ROADLED; C/W INTEGRAL CONTROL GEAR, PE CELL, LAMPS & POWER FACTOR CORRECTION MAJOR ROADS; 4K; AEROSCREEN; | Street Lights
2489425 | FIXTURE,LIGHTING | LED 25W StreetLED3 (L25A 2K) 2K, Aeroscreen c/w NEMA PE Cell, Tilt Adaptor, Minor Road, EQTS 05-01-02 | Street Lights
2485993 | FIXTURE,LIGHTING | LED 18W Avenue Gen 2 (L18 3K) 3K, Nostalgia, Blue/Grey c/w NEMA PE Cell, Minor Road, No Bracket, EQTS 05-01-02 | Street Lights
2485985 | FIXTURE,LIGHTING | LED 18W Avenue Gen 2 (L18 3K) 3K, Nostalgia, Black c/w NEMA PE Cell, Minor Road, No Bracket, EQTS 05-01-02 | Street Lights
2485977 | FIXTURE,LIGHTING | LED 18W Avenue Gen 2 (L18 3K) 3K, Nostalgia, Green c/w NEMA PE Cell, Minor Road, No Bracket, EQTS 05-01-02 | Street Lights
2485969 | FIXTURE,LIGHTING | LED 14W Avenue Gen 2 (L14 3K) 3K, Nostalgia, Blue/Grey c/w NEMA PE Cell, Minor Road, No Bracket, EQTS 05-01-02 | Street Lights
2485951 | FIXTURE,LIGHTING | LED 14W Avenue Gen 2 (L14 3K) 3K, Nostalgia, Black c/w NEMA PE Cell, Minor Road, No Bracket, EQTS 05-01-02 | Street Lights
2485944 | FIXTURE,LIGHTING | LED 14W Avenue Gen 2 (L14 3K) 3K, Nostalgia, Green c/w NEMA PE Cell, Minor Road, No Bracket, EQTS 05-01-02 | Street Lights
2485936 | FIXTURE,LIGHTING | LED 18W Avenue Gen 2 (L18 3K) 3K, Nostalgia Type 2, Blue/Grey c/w NEMA PE Cell, Minor Road, Bracket to Dwg 05-01-07, EQTS 05-01-02 | Street Lights
2485928 | FIXTURE,LIGHTING | LED 18W Avenue Gen 2 (L18 3K) 3K, Nostalgia Type 2, Black c/w NEMA PE Cell, Minor Road, Bracket to Dwg 05-01-07, EQTS 05-01-02 | Street Lights
2485910 | FIXTURE,LIGHTING | LED 18W Avenue Gen 2 (L18 3K) 3K, Nostalgia Type 2, Green c/w NEMA PE Cell, Minor Road, Bracket to Dwg 05-01-07, EQTS 05-01-02 | Street Lights
2485902 | FIXTURE,LIGHTING | LED 14W Avenue Gen 2 (L14 3K) 3K, Nostalgia Type 2, Blue/Grey c/w NEMA PE Cell, Minor Road, Bracket to Dwg 05-01-07, EQTS 05-01-02 | Street Lights
2485894 | FIXTURE,LIGHTING | LED 14W Avenue Gen 2 (L14 3K) 3K, Nostalgia Type 2, Black c/w NEMA PE Cell, Minor Road, Bracket to Dwg 05-01-07, EQTS 05-01-02 | Street Lights
2485886 | FIXTURE,LIGHTING | LED 14W Avenue Gen 2 (L14 3K) 3K, Nostalgia Type 2, Green c/w NEMA PE Cell, Minor Road, Bracket to Dwg 05-01-07, EQTS 05-01-02 | Street Lights
2485878 | FIXTURE,LIGHTING | LED 18W Avenue Gen 2 (L18 3K) 3K, Nostalgia Type 1, Blue/Grey c/w NEMA PE Cell, Minor Road, Bracket to Dwg 05-01-01, EQTS 05-01-02 | Street Lights
2485860 | FIXTURE,LIGHTING | LED 18W Avenue Gen 2 (L18 3K) 3K, Nostalgia Type 1, Black c/w NEMA PE Cell, Minor Road, Bracket to Dwg 05-01-01, EQTS 05-01-02 | Street Lights
2485852 | FIXTURE,LIGHTING | LED 18W Avenue Gen 2 (L18 3K) 3K, Nostalgia Type 1, Green c/w NEMA PE Cell, Minor Road, Bracket to Dwg 05-01-01, EQTS 05-01-02 | Street Lights
2485845 | FIXTURE,LIGHTING | LED 14W Avenue Gen 2 (L14 3K) 3K, Nostalgia Type 1, Blue/Grey c/w NEMA PE Cell, Minor Road, Bracket to Dwg 05-01-01, EQTS 05-01-02 | Street Lights
2485837 | FIXTURE,LIGHTING | LED 14W Avenue Gen 2 (L14 3K) 3K, Nostalgia Type 1, Black c/w NEMA PE Cell, Minor Road, Bracket to Dwg 05-01-01, EQTS 05-01-02 | Street Lights
2485829 | FIXTURE,LIGHTING | LED 14W Avenue Gen 2 (L14 3K) 3K, Nostalgia Type 1, Green c/w NEMA PE Cell, Minor Road, Bracket to Dwg 05-01-01, EQTS 05-01-02 | Street Lights
2485811 | FIXTURE,LIGHTING | LED 14W StreetLED3 (L14A 3K) 3K, Aeroscreen c/w NEMA PE Cell, Tilt Adaptor, Minor Road, EQTS 05-01-02 | Street Lights
2482511 | FIXTURE,LIGHTING | LED 28W Post Top B2001 Gen 2 (L28) 4K, Black c/w NEMA PE Cell, Minor Road, EQTS 05-01-02 (scm) | Street Lights
2482503 | FIXTURE,LIGHTING | LED 28W Post Top B2001 Gen 2 (L28) 4K, Green c/w NEMA PE Cell, Minor Road, EQTS 05-01-02 (scm) | Street Lights
2482495 | FIXTURE,LIGHTING | LED 17W Post Top B2001 Gen 2 (L17) 4K, Black c/w NEMA PE Cell, Minor Road, EQTS 05-01-02 (scm) | Street Lights
2482487 | FIXTURE,LIGHTING | LED 17W Post Top B2001 Gen 2 (L17) 4K, Green c/w NEMA PE Cell, Minor Road, EQTS 05-01-02 (scm) | Street Lights
2482479 | FIXTURE,LIGHTING | LED 18W Avenue Gen 2 (L18) 4K, Nostalgia Blue/Grey c/w NEMA PE Cell, Minor Road, No Bracket, EQTS 05-01-02 (scm) | Street Lights
2482461 | FIXTURE,LIGHTING | LED 18W Avenue Gen 2 (L18) 4K, Nostalgia Black c/w NEMA PE Cell, Minor Road, No Bracket, EQTS 05-01-02 (scm) | Street Lights
2482453 | FIXTURE,LIGHTING | LED 18W Avenue Gen 2 (L18) 4K, Nostalgia Green c/w NEMA PE Cell, Minor Road, No Bracket, EQTS 05-01-02 (scm) | Street Lights
2482446 | FIXTURE,LIGHTING | LED 14W Avenue Gen 2 (L14) 4K, Nostalgia Blue/Grey c/w NEMA PE Cell, Minor Road, No Bracket, EQTS 05-01-02 (scm) | Street Lights
2482438 | FIXTURE,LIGHTING | LED 14W Avenue Gen 2 (L14) 4K, Nostalgia Black c/w NEMA PE Cell, Minor Road, No Bracket, EQTS 05-01-02 (scm) | Street Lights
2482420 | FIXTURE,LIGHTING | LED 14W Avenue Gen 2 (L14) 4K, Nostalgia Green c/w NEMA PE Cell, Minor Road, No Bracket, EQTS 05-01-02 (scm) | Street Lights
2482412 | FIXTURE,LIGHTING | LED 18W Avenue Gen 2 (L18) 4K, Nostalgia Type 2, Blue/Grey c/w NEMA PE Cell, Minor Road, Bracket to Dwg 05-01-07, EQTS 05-01-02 (scm) | Street Lights
2482404 | FIXTURE,LIGHTING | LED 18W Avenue Gen 2 (L18) 4K, Nostalgia Type 2, Black c/w NEMA PE Cell, Minor Road, Bracket to Dwg 05-01-07, EQTS 05-01-02 (scm) | Street Lights
2482396 | FIXTURE,LIGHTING | LED 18W Avenue Gen 2 (L18) 4K, Nostalgia Type 2, Green c/w NEMA PE Cell, Minor Road, Bracket to Dwg 05-01-07, EQTS 05-01-02 (scm) | Street Lights
2482388 | FIXTURE,LIGHTING | LED 14W Avenue Gen 2 (L14) 4K, Nostalgia Type 2, Blue/Grey c/w NEMA PE Cell, Minor Road, Bracket to Dwg 05-01-07, EQTS 05-01-02 (scm) | Street Lights
2482370 | FIXTURE,LIGHTING | LED 14W Avenue Gen 2 (L14) 4K, Nostalgia Type 2, Black c/w NEMA PE Cell, Minor Road, Bracket to Dwg 05-01-07, EQTS 05-01-02 (scm) | Street Lights
2482362 | FIXTURE,LIGHTING | LED 14W Avenue Gen 2 (L14) 4K, Nostalgia Type 2, Green c/w NEMA PE Cell, Minor Road, Bracket to Dwg 05-01-07, EQTS 05-01-02 (scm) | Street Lights
2482354 | FIXTURE,LIGHTING | LED 18W Avenue Gen 2 (L18) 4K, Nostalgia Type 1, Blue/Grey c/w NEMA PE Cell, Minor Road, Bracket to Dwg 05-01-01, EQTS 05-01-02 (scm) | Street Lights
2482347 | FIXTURE,LIGHTING | LED 18W Avenue Gen 2 (L18) 4K, Nostalgia Type 1, Black c/w NEMA PE Cell, Minor Road, Bracket to Dwg 05-01-01, EQTS 05-01-02 (scm) | Street Lights
2482339 | FIXTURE,LIGHTING | LED 18W Avenue Gen 2 (L18) 4K, Nostalgia Type 1, Green c/w NEMA PE Cell, Minor Road, Bracket to Dwg 05-01-01, EQTS 05-01-02 (scm) | Street Lights
2482321 | FIXTURE,LIGHTING | LED 14W Avenue Gen 2 (L14) 4K, Nostalgia Type 1, Blue/Grey c/w NEMA PE Cell, Minor Road, Bracket to Dwg 05-01-01, EQTS 05-01-02 (scm) | Street Lights
2482313 | FIXTURE,LIGHTING | LED 14W Avenue Gen 2 (L14) 4K, Nostalgia Type 1, Black c/w NEMA PE Cell, Minor Road, Bracket to Dwg 05-01-01, EQTS 05-01-02 (scm) | Street Lights
2482305 | FIXTURE,LIGHTING | LED 14W Avenue Gen 2 (L14) 4K, Nostalgia Type 1, Green c/w NEMA PE Cell, Minor Road, Bracket to Dwg 05-01-01, EQTS 05-01-02 (scm) | Street Lights
2482297 | FIXTURE,LIGHTING | LED 24W StreetLED3 (L24A) 3K Aeroscreen c/w NEMA PE Cell, Tilt Adaptor, Minor Road, EQTS 05-01-02 (scm) | Street Lights
2482289 | FIXTURE,LIGHTING | LED 24W StreetLED3 (L24A) 4K Aeroscreen c/w NEMA PE Cell, Tilt Adaptor, Minor Road, EQTS 05-01-02 (scm) | Street Lights
2482057 | FIXTURE,LIGHTING | LED 40W Evolve Leopard (L40) 4K c/w Tilt Adaptor, Major Road, EQTS 05-01-02 | Street Lights
2481075 | FIXTURE,LIGHTING | 113W RoadFlair BRP392 (L113A) 3K, c/w Upcast Adaptor, Major Road, EQTS05-01-02 (scm) | Street Lights
2481067 | FIXTURE,LIGHTING | 113W RoadFlair BRP392 (L113A) 4K, c/w Upcast Adaptor, Major Road, EQTS05-01-02 (scm) | Street Lights
2479897 | FIXTURE,LIGHTING | 200W Tango G4 LED Flood, Pedestrian Crossing, 3K Asymmetrical Medium Beam, EQTS 05-01-02 (scm) | Street Lights
2479889 | FIXTURE,LIGHTING | 200W Tango G4 LED Flood, Pedestrian Crossing, 4K Asymmetrical Medium Beam, EQTS 05-01-02 (scm) | Street Lights
2479871 | FIXTURE,LIGHTING | 100W Tango G4 LED Flood, Pedestrian Crossing, 4K Asymmetrical Medium Beam, EQTS 05-01-02 (scm) | Street Lights
2479863 | FIXTURE,LIGHTING | 200W Tango G4 LED Flood, Watchman, 4K Symmetrical Wide Beam, c/w 1.5m Lead, EQTS 05-01-02 (scm) | Street Lights
2479855 | FIXTURE,LIGHTING | 100W Tango G4 LED Flood, Watchman, 4K Symmetrical Wide Beam, c/w 1.5m Lead, EQTS 05-01-02 (scm) | Street Lights
2479848 | FIXTURE,LIGHTING | 70W Tango G4 LED Flood, Watchman, 4K Symmetrical Wide Beam, c/w 1.5m Lead, EQTS 05-01-02 (scm) | Street Lights
2479830 | FIXTURE,LIGHTING | 225W RoadFlair BRP394 (L220A) 3K c/w Upcast Adaptor, Major Road, EQTS 05-01-02 (scm) | Street Lights
2479822 | FIXTURE,LIGHTING | 210W RoadFlair BRP393 (L204A) 3K c/w Upcast Adaptor, Major Road, EQTS 05-01-02 (scm) | Street Lights
2479814 | FIXTURE,LIGHTING | 143W RoadFlair BRP393 (L138A) 3K c/w Upcast Adaptor, Major Road, EQTS 05-01-02 (scm) | Street Lights
2479806 | FIXTURE,LIGHTING | 70W RoadFlair BRP392 (L67A) 3K c/w Upcast Adaptor, Major Road, EQTS 05-01-02 (scm) | Street Lights
2479798 | FIXTURE,LIGHTING | 61W RoadFlair BRP392 (L60A) 3K c/w Upcast Adaptor, Major Road, EQTS 05-01-02 (scm) | Street Lights
2479780 | FIXTURE,LIGHTING | 38W RoadFlair BRP392 (L37A) 3K c/w Upcast Adaptor, Major Road, EQTS 05-01-02 (scm) | Street Lights
2479772 | FIXTURE,LIGHTING | 204W RoadFlair BRP394 (L204A) 4K c/w Upcast Adaptor, Major Road, EQTS 05-01-02 (scm) | Street Lights
2479764 | FIXTURE,LIGHTING | 220W RoadFlair BRP393 (L220A) 4K c/w Upcast Adaptor, Major Road, EQTS 05-01-02 (scm) | Street Lights
2479756 | FIXTURE,LIGHTING | 138W RoadFlair BRP393 (L138A) 4K c/w Upcast Adaptor, Major Road, EQTS 05-01-02 (scm) | Street Lights
2479749 | FIXTURE,LIGHTING | 67W RoadFlair BRP392 (L67A) 4K c/w Upcast Adaptor, Major Road, EQTS 05-01-02 (scm) | Street Lights
2479731 | FIXTURE,LIGHTING | 60W RoadFlair BRP392 (L60A) 4K c/w Upcast Adaptor, Major Road, EQTS 05-01-02 (scm) | Street Lights
2479723 | FIXTURE,LIGHTING | 37W RoadFlair BRP392 (L37A) 4K c/w Upcast Adaptor, Major Road, EQTS 05-01-02 (scm) | Street Lights
2476935 | FIXTURE,LIGHTING | 13.7W StreetLED3, 4000K Aeroscreen Visor, SPD, NEMA PE Cell, Painted RAL9006 | Street Lights
2476927 | FIXTURE,LIGHTING | 13.7W StreetLED3, 4000K Standard Visor, SPD, NEMA PE Cell, Painted RAL9006 | Street Lights
2469732 | FIXTURE,LIGHTING | 17W Evolve P4P5 Gen 3 (L17) 4K, Minor Road, EQTS 05-01-02 (scm) | Street Lights
2467140 | FIXTURE,LIGHTING | 300W RoadLED (L100) 4K, High Mast c/w NEMA PE Cell, Major Road, EQTS 05-01-02 (scm) | Street Lights
2467132 | FIXTURE,LIGHTING | 175W RoadLED (L100) 4K, High Mast c/w NEMA PE Cell, Major Road, EQTS 05-01-02 (scm) | Street Lights
2467124 | FIXTURE,LIGHTING | 100W RoadLED (L100) 4K, High Mast c/w NEMA PE Cell, Major Road, EQTS 05-01-02 (scm) | Street Lights
2462570 | FIXTURE,LIGHTING | LED; STREETLIGHT; L155 CO; GERARD ROADLED; C/W INTEGRAL CONTROL GEAR, PE CELL, LAMPS & POWER FACTOR CORRECTION MAJOR ROADS; 4K; AEROSCREEN; | Street Lights
2462562 | FIXTURE,LIGHTING | LED; STREETLIGHT; L100 CO; GERARD ROADLED; C/W INTEGRAL CONTROL GEAR, PE CELL, LAMPS & POWER FACTOR CORRECTION MAJOR ROADS; 4K; AEROSCREEN; | Street Lights
2462554 | FIXTURE,LIGHTING | LED; STREETLIGHT; L100 SCO; GERARD ROADLED; C/W INTEGRAL CONTROL GEAR, PE CELL, LAMPS & POWER FACTOR CORRECTION MAJOR ROADS; 4K; NORMAL; | Street Lights
2462547 | FIXTURE,LIGHTING | LED; STREETLIGHT; L60 CO; GERARD ROADLED; C/W INTEGRAL CONTROL GEAR, PE CELL, LAMPS & POWER FACTOR CORRECTION MAJOR ROADS; 4K; AEROSCREEN; | Street Lights
24212 | FIXTURE,LIGHTING | LED; 32W 3000K; 350MM - 3725 LUMENS; BULKHEAD CEILING OR WALL MTG; POLYCARBONATE BOWL;CAST ALUMINIUM BODY C/W S/S WIRE GUARD;INTEGRAL CONTROL | Street Lights
23363 | FIXTURE,LIGHTING | COMPACT FLUORESCENT LUMINAIRE;32W CFL; BULKHEAD CEILING OR WALL;POLYCARBONATE BOWL;ALUMINIUM BODY;C/W GUARDS,WIRE GUARDS,INTEGRAL CONTROL GEAR; | Street Lights
22874 | FIXTURE,LIGHTING | WALL MTG;DIE CAST ALUMINIUM BODY;GLASS REFRACTOR;C/W INTEGRAL CONTROL GEAR; FOR UNDERPASS LIGHTING;REPLACES SC 15421;USE 150 WATT CLEAR HPS LAMP; | Street Lights
19168 | FIXTURE,LIGHTING | LED, Weatherproof, Vandal Proof, High Impact, 19W, 617mm Lg, 2000lm, White, Opal Diffuser, IP65 | Street Lights
15421 | FIXTURE,LIGHTING | HPS;WALL MTG,REAR ENTRY;150 W;GLASS REFRACTOR;DIE CAST ALUM BODY; C/W INTEGRAL CONTROL GEAR,LOW BEAM ANGLE (60 DEG);ROADWAY UNDERPASS | Street Lights
13967 | FIXTURE,LIGHTING | WATCHMAN;SECURITY LIGHT;E40/45 LAMPHOLDER;ALUM BODY C/W LAMP GUARD; FOR SPARE LAMP GUARD REFER STOCK CODE 13968,FOR ASSOC CONTROL BOX REFER STOCK | Street Lights
21364 | FLAG,SAFETY | Bunting, Type 3, Green Flags 200 x 240mm c/w 'Construction Site' every 5th Flag, Black Text 12 x 30mm, Single Side Print, 4mm Dia PPL Rope, 30m Lg Roll | Signs
21366 | FLAG,SAFETY | Bunting, Type 8, White Flags 170 x 250mm c/w 'Not Electrically Connected' every 5th Flag, Black Text 12 x 30mm, Single Side Print, 4mm PPL Rope, 30m Lg Roll | Signs
21365 | FLAG,SAFETY | Bunting, Type 4, Pink Flags 200 x 240mm c/w 'Live Exposed Parts' every 5th Flag, Black Text 12 x 30mm, Single Side Print, 4mm Dia PPL Rope, 30m Lg Roll | Signs
2499226 | FLAG,SAFETY | Bunting, Purple Flags 200 x 240mm c/w 'Energy System Work Authority' every 5th Flag, Black Text, Single Side Print 4mm Dia PPL Rope, 30m Lg Roll | Signs
2438067 | FLAG,SAFETY | Bunting, Alternating Red & White Flags c/w 'Danger Sign & NAR' every 4th Flag, for Network Access Restrictions, 4mm UV Resistant Poly Rope, 30m Lg Roll | Signs
2439214 | FLAG,SIGNAL | Insulated Sleeve, Warning for Polarity Test In Progress, 450 x 50mm, Warning Symbol & Text on Front, Warning Bars on Back c/w 300mm Line attaching Sleeve & | Signs
2430585 | FLAG,SIGNAL | Peg Clip, Warning for Polarity Test In Progress, 450 x 50mm, Warning Symbol & Text on Front, Warning Bars on Back c/w 300mm Line attaching Peg & Warning Flag, | Signs
2497634 | FLANGE | Replacement Part, Inner Flange, for Milwaukee 125mm Battery Grinder | Tools & Equipment
21474 | FLANGE, PIPE | GALVANISED MALLEABLE ;TABLE D;SCREWED, DRILLED;50 MM NB;60 OD,WITH 4 HOLES FOR M12 BOLTS;PACK OF 1; | Substation Accessories
4161 | FLANGE,ELEC BOX ENTRY | Roof Type, Brushed Gland Cable Entry | Fabricated Metalware
2497543 | FLANGE,ELEC BOX ENTRY | Gland Base Plate, S10016363-03 | Fabricated Metalware
2497550 | FLANGE,ELEC BOX ENTRY | Type 1U-BR, Front, Brushed Cable Entry, S10016363-03 | Fabricated Metalware
2497535 | FLANGE,ELEC BOX ENTRY | Roof Type, Brushed Cable Entry, S10016363-03 | Fabricated Metalware
2468205 | FLANGE,ELEC BOX ENTRY | Split Base Plate, False Floor Cable Entry, 800 x 600mm, RA4 Cubicles | Fabricated Metalware
2468213 | FLANGE,ELEC BOX ENTRY | Split Base Plate, False Floor Cable Entry, 600 x 600mm, RA21 & RA3 Cubicles | Fabricated Metalware
4098 | FLANGE,ELEC BOX ENTRY | Type 1U-BR, 19" Rack Brushed Cable Entry 1U | Fabricated Metalware
2468197 | FLANGE,ELEC BOX ENTRY | Split Base Plate, False Floor Cable Entry, 800 x 800mm, FA11, FA2, RA11 & RA5 Cubicles | Fabricated Metalware
3055 | FLASHLIGHT. | DORCY;HVY DUTY RUBBER FLASHLIGHT;C/W 3 AA BATTERIES;SHOCK RESISTANT, WATERPROOF,SHATTER PROOF,POLYCARBONATE LENS;SEALED ON/OFF SWITCH;REFER SC02944 | PPE, Hardware & Tools
14850 | FLINT TIP,FRICTION IGNITER | STUD TYPE;PACK OF 10;DOES NOT SUIT COMWELD XL1 TYPE IGNITOR; | Hardware & Tools
13594 | FLOODLIGHT,ELECTRIC | SODIUM VAPOUR HP;PEDESTRIAN CROSSING;250 /400 WATT;NARROW BEAM; BARE ALLY FINISH; THREE HOLE STIRRUP; U/W UNIVERSAL MOUNTING ADAPTOR SC11610 AND LOUVRE - | Street Lights
24882 | FLOODLIGHT,ELECTRIC | LED, 50 Watt, 155mm H, 210mm W 33mm D, Body with Trunion Arm | General
23860 | FLOODLIGHT,ELECTRIC | SODIUM VAPOUR HP;PEDESTRIAN CROSSING; 70W HPS ASYMETRIC BEAM FOR PX3 INTEGRAL CONTROL GEAR; NO PE CONTROL; | Street Lights
2495752 | FLOODLIGHT,ELECTRIC | MaxiMaster Gen 3 100-250W, 3000-5000K Selectable Output Asymmetrical Floodlight, c/w Glands & 6mm Term Block | Substation Accessories
2495760 | FLOODLIGHT,ELECTRIC | MaxiMaster Gen 3 100-250W, 3000-5000K Selectable Output Symmetrical Floodlight, c/w Glands & 6mm Term Block | Substation Accessories
22793 | FLUIDISED THERMAL BEDDING MIX. | PRE-MIXTURE OF AGGREGATE;SAND;FLY ASH; WATER TO BE SUPPLIED AND DELIVERED DIRECT TO SITE BY CEMENT TRUCK;PRODUCT MEASURED BY CUBIC METRE (M3);ADDITIONAL | Concrete Assemblies
22629 | FLUSH MOUNT OUTLET. | RJ45;MECHANISM;SUITS CLIPSAL WALL PLATES ;WHITE;CAT5E;PACK OF 10; | Hardware & Tools
14868 | FLUTEBOARD | Corflute, White, 150 x 230mm Nom, Plastic, Legend: Stock Code O/No, SAR No, Date, Qty | Hardware & Tools
22971 | FLUTEBOARD | Corflute, Yellow Board, 150 x 230mm Nom, Plastic, to Highlight Consignment Stock | Hardware & Tools
3315 | FLUX,BRAZING | SILVER;200 G JAR;PACK OF 1; | PPE, Hardware & Tools
3317 | FLUX,SOLDERING | PASTE;FOR COPPER;450 G; | PPE, Hardware & Tools
3318 | FLUX,SOLDERING | LIQUID;ALUMINIUM FLUX;SUITABLE FOR ALUMINIUM AND ALUMINIUM ALLOYS;250 ML BOTTLE; | PPE, Hardware & Tools
3806 | FLUX,SOLDERING | PASTE;GRADE A-100% TIN;GLOBAL TINNING COMPOUND;1 KG CAN; | Hardware & Tools
2468 | FOIL,METAL | ALUMINIUM;BRIGHT FINISH; 450 MM W,150 M LG;HEAVY DUTY; SUPPLIED IN CATERERS PACK BOX OF 4; | General
2474930 | FOOD CONTAINER,INSULATED | Icekool Ice Box, 24L Capacity | HS & PPE
13500 | FOOTWEAR COVERS | PLASTIC NON-SKID; PVC LGE WATERPROOF OVERBOOT;TO COVER MEN'S STEEL CAP BOOTS; PACK OF 5 (100 PACKS PER CARTON);TO PRO- TECT INTEGRITY OF CLEAN AREAS FROM CROSS | PPE, Hardware & Tools
2465789 | FOOTWEAR COVERS | Disposable, Heavy Duty Overboots, SMS Fabric c/w PVC Sole, White, Elastic Top, Plastic Ties for Ankle, Waterproof | HS & PPE
2486561 | FORM,CONCRETE FORMING | Caisson Foundation, 1250mm ID, 1200mm Lg, 10mm PL | Subtransmission
2486595 | FORM,CONCRETE FORMING | Caisson Foundation, 1550mm ID, 2400mm Lg, 10mm PL | Subtransmission
2486603 | FORM,CONCRETE FORMING | Caisson Foundation, 1250mm ID, 4100mm Lg, 10mm PL | Subtransmission
2486587 | FORM,CONCRETE FORMING | Caisson Foundation, 1550mm ID, 1200mm Lg, 10mm PL | Subtransmission
2486579 | FORM,CONCRETE FORMING | Caisson Foundation, 1250mm ID, 2400mm Lg, 10mm PL | Subtransmission
18041 | FRAME | 900 MM X 600 MM;FOLDING FRAME;MILD STEEL ;TUBULAR CONSTRUCTION;WELDED STRUTS & HEAVY DUTY SPACERS,ZINC PASSIVATED;C/W TWO FLAG HOLDERS;COMPATIBLE WITH ROLL UP | Signs
18042 | FRAME | TO SUIT 1200 MM X 900 MM SIGNS;FOLDING FRAME;MILD STEEL;TUBULAR CONSTRUCTION; WELDED STRUTS & HEAVY DUTY SPACERS,ZINC PASSIVATED;C/W TWO FLAG HOLDERS; | Signs
2473825 | FRAME | HAZIBAG 1 Cube Frame, Steel, 1.5m Lg, 1.5m W, 800mm H, Adjustable Fold Way, suit 1 Cube HAZIBAG, Weight Capacity 500kg | HS & PPE
21294 | FRAME | GALVANISED INSPECTION COVER FRAME;FOR DOUBLE FOOTPATH INFILL INSPECTION COVER;TYPE B;1305 MM X 800 MM; (SIMPLIFIED DESIGN); | Signs
18113 | FRAME,BASE | GALVANISED ANGLE IRON FRAME; C/W ALUMINIUM SIDES 600 MM H X 600 MM W X 600 MM D;U/W STOCK CODE 18112; | Galv Products
2379 | FRAME,HAND HACKSAW | ADJ BLADE;CLOSED GRIP;3 IN FRAME D; PACK OF 1; | Hardware & Tools
2411551 | FRAME,HAND HACKSAW | Insulated 1000V, for use in Insulated Tool Kit : | Hardware & Tools
2479582 | FRAME,HAND HACKSAW | Junior Hacksaw, 1000V Insulated, 263mm Lg, Blade Length 130mm : | Tools & Equipment
15535 | FRAME,LIGHTING FIXTURE MOUNTING | STEEL;GALV;2 WAY SPIGOT;50 MM BASE SPIGOT FOR POLE MTG;FINISHED BOTTLE GREEN TO AS2700;TYPE A-INVERTED;CHECK STOCKS OF STOCK CODES 14371 & 14766 | Street Lights
15104 | FRAME,MANHOLE. | 1.63 MM GALVABOND STEEL SHEET;750 MM X 1245 MM INT,1000 MM X 1495 MM EXT,155 MM D;TO ACCOMODATE MANHOLE COVER,FOR BITUMEN SURFACE;ITEM 9 OF DWG;PACK OF | Misc Non-Contract Items
15107 | FRAME,MANHOLE. | 1.63 MM GALVABOND STEEL SHEET;750 MM X 1245 MM INT,1000 MM X 1495 MM EXT,255 MM D;TO ACCOMODATE MANHOLE COVER,FOR BITUMEN SURFACE;ITEM 12 OF DWG;PACK OF | Misc Non-Contract Items
20060 | FRAME,MANHOLE. | ALUMINIUM;PIT FRAME;1400 MM;YELLOW COLOUR; | U/G Pits & Pillars
18447 | FRAME,MOUNTING | SUPPORT;STEEL;GALV HOT DIPPED;FOR 110/132 KV DISCONNECTOR EARTHING SWITCH NGK STANGER DISCONNECTOR;REFER ENERGEX DWG LOSTD-ST013-02; | Misc Non-Contract Items
18446 | FRAME,MOUNTING | SUPPORT;STEEL;GALV HOT DIPPED;FOR 110/132 KV DISCONNECTOR 1 X 3 PH NGK STANGER DISCONNECTOR;REFER ENERGEX DWG LOSTD-ST013-01; | Misc Non-Contract Items
18438 | FRAME,MOUNTING | SUPPORT;STEEL;GALV HOT DIPPED;FOR WALL MTG SHELF TYPE 1;600 MM LG;REFER ENERGEX DWG LOSTD-ST004-01; | Misc Non-Contract Items
18437 | FRAME,MOUNTING | SUPPORT;STEEL;GALV HOT DIPPED;FOR 11 KV POLE MTG CAPACITOR BANK;(300-1200 KVAR); REFER ENERGEX DWG LOSTD-ST003-01; | Misc Non-Contract Items
18436 | FRAME,MOUNTING | SUPPORT;STEEL;GALV HOT DIPPED;FOR 110/ 132 KV 3 PHASE DISCONNECTOR & EARTH SWITCH OPERATING MECHANISM (ABB C90/89); REFER ENERGEX DWG LOSTD-ST002-01; | Misc Non-Contract Items
18416 | FRAME,MOUNTING | SUPPORT;STEEL;GALV HOT DIPPED;FOR 11 KV SF6 RING MAIN SWITCHGEAR;3 UNITS 630 AMP FLUOKIT;REFER ENERGEX DWG LOSTD-ST018-02 ; | Misc Non-Contract Items
16860 | FRAME,MOUNTING | ELECTRICAL SUPPLY PILLAR;STEEL;GALV;TO SUIT BASE,STOCK CODE 06511,COVER, STOCK CODE 06932,SUPPORT CFS UNIT,STOCK CODE 16861;PACK OF 2,PACK WEIGHT 5.7 KG; | U/G Pits & Pillars
14049 | FRAME,MOUNTING | SS2500 LV SWITCHBOARD,STROMBERG SWITCHGEAR;FREE STANDING AND WALLMOUNT FRAME;STEEL;GALV;1036 MM LG,1900 MM H;C/W NUTS & BOLTS;ITEM 1 ASSEMBLY DRG | Galv Products
18520 | FRAME,MOUNTING | SUPPORT;STEEL;GALV HOT DIPPED;FOR 11 KV HEATSHRINK SEALING ENDS & INSULATORS; TYPE 1;FOR 3200 MM BUSBARS;DIMESION X = 2828 MM;REFER ENERGEX DWG LOSTD-ST034-01 | Misc Non-Contract Items
18519 | FRAME,MOUNTING | SUPPORT;STEEL;GALV HOT DIPPED;FOR 33 KV 3 PHASE DISCONNECTOR;MANUAL TYPE;WITH SURGE ARRESTORS;OPPOSITE STRAIN-OFF ATTACHMENT;DIMENSION X = NOT SPECIFIED; | Misc Non-Contract Items
18518 | FRAME,MOUNTING | SUPPORT;STEEL;GALV HOT DIPPED;FOR 33 KV 3 PHASE DISCONNECTOR;MANUAL TYPE;WITH SURGE ARRESTORS & STRAIN-OFF ATTACHMENT; DIMESION X = NOT SPECIFIED;REFER ENERGEX | Misc Non-Contract Items
18517 | FRAME,MOUNTING | SUPPORT;STEEL;GALV HOT DIPPED;FOR 33 KV 3 PHASE DISCONNECTOR;MANUAL TYPE; DIMESION X = NOT SPECIFIED;REFER ENERGEX DWG LOSTD-ST033-01; | Misc Non-Contract Items
18516 | FRAME,MOUNTING | SUPPORT;STEEL;GALV HOT DIPPED;FOR 33 KV SURGE ARRESTOR MTG;3 X 1 PH;MTG ON EXISTING SEALING END STRUCTURE;REFER ENERGEX DWG LOSTD-ST032-01; | Misc Non-Contract Items
18515 | FRAME,MOUNTING | SUPPORT;STEEL;GALV HOT DIPPED;FOR TRANSFORMER COMPOUND SWITCHBOARD; REFER ENERGEX DWG LOSTD-ST031-02; PACK OF 5,PALLET OF 5,PACK WEIGHT 120 KG | Line Support Equip
18513 | FRAME,MOUNTING | SUPPORT;STEEL;GALV HOT DIPPED;FOR 33 KV INSULATORS;1 PH;TYPE 4;TO SUIT 4300 MM H ALUMINIUM BUSBAR;DIMENSION X = 3729 MM; REFER ENERGEX DWG LOSTD-ST028-04; | Misc Non-Contract Items
18512 | FRAME,MOUNTING | SUPPORT;STEEL;GALV HOT DIPPED;FOR 33 KV INSULATOR;1 PH;TYPE 3;TO SUIT 4300 MM H ALUMINIUM BUSBAR;DIMENSION X = 2629 MM; REFER ENERGEX DWG LOSTD-ST028-04; | Misc Non-Contract Items
18507 | FRAME,MOUNTING | SUPPORT;STEEL;GALV HOT DIPPED;FOR 33 KV INSULATORS;3 X 1 PH;TYPE 2; 2 PIECE CONSTRUCTION; 1 X 2400 MM LG STEEL XARM; REFER ENERGEX DWG LOSTD-ST028-01; | Misc Non-Contract Items
22706 | FRAME,MOUNTING | EQUIPMENT HOUSING;SUIT SEL 351 VERTICAL RELAY;100 MM PROJECTION;504 MM LG X 196 MM W X 2 MM THK;ALUMINIUM;USED IN SUBSTNS; | Misc Non-Contract Items
22700 | FRAME,MOUNTING | EQUIPMENT HOUSING FRAME;SUIT SEL 351 HORIZONTAL RELAY; 512MM LG X 92 MM W X 2 MM THK;ALUMINIUM; | Misc Non-Contract Items
22942 | FRAME,MOUNTING | POLE TERMINATION FRAME;GALV;STEEL; 110 KV;TO SUIT 1 X PRYSMIAN TES 1170 TERMINATION; | Misc Non-Contract Items
22478 | FRAME,MOUNTING | SUPPORT;STEEL;GALV HOT DIPPED;FOR 11 KV & 33 KV STATION & VOLTAGE TRANSFORMERS; DIMENSION X = 2440 MM;REFER ENERGEX DWG LOSTD-ST036-03;USED IN SUBSTNS; | Misc Non-Contract Items
22477 | FRAME,MOUNTING | SUPPORT;STEEL;GALV HOT DIPPED;FOR 11 KV & 33 KV STATION & VOLTAGE TRANSFORMERS; DIMENSION X = 2900 MM;REFER TO ENERGEX DWG LOSTD-ST036-02;USED IN SUBSTNS; | Misc Non-Contract Items
21063 | FRAME,MOUNTING | SCHNEIDER ACR SUBSTN MTG FRAME;2290 MM; FOR ADVC2 ULTRA; FOR MTG NU-LEC N15 & N3 SUBSTN ACR'S WITH A DVC2 ULTRA CONTROL BOX;2290 MM H X 500 MM W; C/W BLAST KIT; | Switchgear Distribution
18757 | FRAME,MOUNTING | SUPPORT STRUCTURE FOR TRANSFORMER COMPOUND;MULTICORE CABLING;PACK OF 10,ENERGEX-LOSTD-ST048-01;PACK OF 3, PACK WEIGHT 15 KG; | Line Support Equip
18740 | FRAME,MOUNTING | FOR SUBSTATION TO ALLOW HEIGHT OF SURGE ARRESTOR BRACKET TO BE 2565 MM FROM GROUND LEVEL; | Substation Accessories
23815 | FRAME,MOUNTING | 11Kx NEX SUPPORT STRUCTURE; STRUCTURE; STEEL; GALV; HOT DIPPED; NEX; DIM X = 2700MM; TYPE 2; ENERGEX DWG LOSTD-ST042-02; USED IN SUBSTATIONS; | Misc Non-Contract Items
23814 | FRAME,MOUNTING | 11Kx NEX SUPPORT STRUCTURE; STRUCTURE; STEEL; GALV; HOT DIPPED; NEX; DIM X= 3600MM; TYPE 1; ENERGEX DWG LOSTD-ST042-02; USED IN SUBSTNS; | Misc Non-Contract Items
18506 | FRAME,MOUNTING | SUPPORT;STEEL;GALV HOT DIPPED;FOR 33 KV INSULATORS;3 X 1 PH;TYPE 1;DIEMENSION X = 2728 MM;REFER ENERGEX DWG LOSTD- ST028-01; | Misc Non-Contract Items
18505 | FRAME,MOUNTING | SUPPORT;STEEL;GALV HOT DIPPED;FOR 33 KV DOUBLE HEATSHRINK TERMINATION & INSULATORS;DIEMENSION X = NOT SPECIFIED; REFER ENERGEX DWG LOSTD-ST026-02; | Misc Non-Contract Items
18504 | FRAME,MOUNTING | SUPPORT;STEEL;GALV HOT DIPPED;FOR 33 KV HEATSHRINK CABLE SEALING ENDS, TERMINATION,SURGE ARRESTORS & INSULATORS DIEMENSION X = 2918 MM;REFER ENERGEX | Misc Non-Contract Items
18503 | FRAME,MOUNTING | SUPPORT;STEEL;GALV HOT DIPPED;FOR 33 KV INSULATORS & HEATSHRINK TERMINATION; 3 X 1 PH;DIEMENSION X = 3760 MM;REFER ENERGEX DWG LOSTD-ST023-05; | Misc Non-Contract Items
18502 | FRAME,MOUNTING | SUPPORT;STEEL;GALV HOT DIPPED;FOR 33 KV INSULATORS & HEATSHRINK TERMINATION;3 PH ;DIEMENSION X = 3760 MM;REFER ENERGEX DWG LOSTD-ST023-02; | Misc Non-Contract Items
18501 | FRAME,MOUNTING | SUPPORT;STEEL;GALV HOT DIPPED;FOR 33 KV INSULATOR & HEATSHRINK TERMINATION;1 PH; TYPE 1;DIEMENSION X = 3860 MM;REFER ENERGEX DWG LOSTD-ST023-02; | Misc Non-Contract Items
18500 | FRAME,MOUNTING | SUPPORT;STEEL;GALV HOT DIPPED;FOR 33 KV INSULATORS & HEATSHRINK TERMINATIONS; 3 PHASE;DIEMENSION X = 2918 MM;REFER ENERGEX DWG LOSTD-ST023-01; | Misc Non-Contract Items
18499 | FRAME,MOUNTING | SUPPORT;STEEL;GALV HOT DIPPED;FOR 11 KV SUBSTATION SHUNT CAPICATOR BANK;600-1200 KVAR;POLE MTG;REFER ENERGEX DWG LOSTD- ST022-02; | Misc Non-Contract Items
18498 | FRAME,MOUNTING | SUPPORT;STEEL;GALV HOT DIPPED;FOR 11 KV SHUNT CAPACITOR BANK 1800 KVAR;POLE MTG; REFER ENERGEX DWG LOSTD-ST022-01; | Misc Non-Contract Items
18497 | FRAME,MOUNTING | SUPPORT;STEEL;GALV HOT DIPPED;FOR LIGHTING STANDARD 250 MM FIXING CENTRES; TO SUIT 500 W HALOGEN FLOOD- LIGHTS; REFER ENERGEX DWG LOSTD-ST020-02; | Misc Non-Contract Items
18496 | FRAME,MOUNTING | SUPPORT;STEEL;GALV HOT DIPPED;FOR LIGHTING STANDARD 250 MM FIXING CENTRES; M16 BOLT SIZE;REFER ENERGEX DWG LOSTD- ST020-01; | Misc Non-Contract Items
18495 | FRAME,MOUNTING | SUPPORT;STEEL;GALV,HOT DIPPED FOR 33 KV INSULATORS & 33 KV 2 PH VT;REFER ENERGEX DWG LOSTD-ST019-01; | Misc Non-Contract Items
18494 | FRAME,MOUNTING | SUPPORT;STEEL;GALV HOT DIPPED;FOR 11 KV SF6 RING MAIN SWITCHGEAR;630 AMP FLUOKIT ;REFER ENERGEX DWG LOSTD-ST018-01; | Misc Non-Contract Items
18493 | FRAME,MOUNTING | SUPPORT;STEEL;GALV HOT DIPPED;FOR 110/132 KV SEALING END;1 PH;WITH STRAIN- OFF ATTACHMENT;DIEMENSION X = 3500 MM; REFER ENERGEX DWG LOSTD-ST016-01; | Misc Non-Contract Items
18476 | FRAME,MOUNTING | SUPPORT;STEEL;GALV HOT DIPPED;FOR WALL MTG SHELF TYPE 2;1000 MM LG;REFER ENERGEX DWG LOSTD-ST004-01; | Misc Non-Contract Items
18448 | FRAME,MOUNTING | SUPPORT;STEEL;GALV HOT DIPPED;FOR 110/132 KV INSULATORS & SURGE ARRESTORS 3 X 1 PH;DIMENSION X = 2600 MM;C/W 2 SUPPORT BEAMS,1 CROSSARM;BAG OF NUTS | Misc Non-Contract Items
18657 | FRAME,MOUNTING | POLE TERMINATION FRAME;33 KV;HEATSHRINK TYPE TERMINATION FRAME;PACK OF 10,PACK WEIGHT 102 KG; | Line Support Equip
18530 | FRAME,MOUNTING | SUPPORT;STEEL;GALV HOT DIPPED;FOR WALL MTG SHELF;TYPE 3;1400 MM LG;REFER ENERGEX DWG LOSTD-ST004-01; | Misc Non-Contract Items
18526 | FRAME,MOUNTING | SUPPORT;STEEL;GALV HOT DIPPED;FOR CONTROL CUBICLE;1800 MM H;UNIVERSAL MTG FOR MARSHALLING/AUX BOXES;C/W BAG ATTACHED TO EACH BRACKET,CONTAINING 8 X | Line Support Equip
18525 | FRAME,MOUNTING | SUPPORT;STEEL;GALV HOT DIPPED;FOR 33 KV; 3 X 1 PH DISCONNECTOR;DIMENSION X = NOT SPECIFIED;REFER ENERGEX DWG LOSTD- ST049-01; | Misc Non-Contract Items
18522 | FRAME,MOUNTING | SUPPORT;STEEL;GALV HOT DIPPED;FOR 33 KV PORCELAIN TYPE SEALING ENDS;DIMENSION X = 2440 MM;REFER ENERGEX DWG LOSTD- ST035-01; | Misc Non-Contract Items
18521 | FRAME,MOUNTING | SUPPORT;STEEL;GALV HOT DIPPED;FOR 11 KV HEATSHRINK SEALING ENDS & INSULATORS; TYPE 2;FOR 4300 MM BUSBARS;DIMESION X = 3928 MM;REFER ENERGEX DWG LOSTD-ST034-01 | Misc Non-Contract Items
4865 | FRAME,MOUNTING | ELECTRICITY SUPPLY PILLAR;STEEL;GALV; SUIT BASE STOCK CODE 06511,COVER STOCK CODE 06932 & LINKING PANEL STOCK CODE 04889;FOR SECURITY PURPOSES ONLY; | Misc Non-Contract Items
13158 | FRAME,MOUNTING | FOR KRONE-LSA-PLUS MODULAR SYSTEM; BACKMOUNT FRAME 19 IN FOR 15 MODULES; STAINLESS STEEL;483 MM LG,132.5 MM H, 60 MM D;INCL 8 JUMPER RINGS;MTG FRAME | Hardware & Tools
2430403 | FRAME,STORAGE | For Mats, Versadeck Transport, Frame Galv Construction, Forklift & Chain/ Sling Lifting Points on all sides/ends, Safe use decals, SWL, Tare & S/No Plate, | Tools & Equipment
23856 | FUSE | INPUT FUSE FOR SFU-K203; MAIN FUSE OF CONVERTER POWER SUPPLY; ULTRA RAPID;INPUT FUSE 125A FOR SFU-K203 | Substation
23857 | FUSE | INPUT FUSE 63A; SFU-K101/103; MAIN FUSE; CONVERTER POWER SUPPLY; ULTRA RAPID; INPUT FUSE 63A FOR SFU-K101/103; | Substation
18626 | FUSE BOX | ELECTRICAL;ALUMINIUM;400 MM H,600 MM W, 300 MM D;C/W 3 X 200 AMP FUSES & NEUTRAL LINK; LOCAL TRANSFORMER ASSEMBLY; | Misc Non-Contract Items
4406 | FUSE ELEMENT,ELEC | 0.62 AMP;12 KV;HRC FERRULE TYPE; PACK OF 1,PACK WEIGHT 0.15 KG; | Hardware & Tools
13402 | FUSE ELEMENT,ELEC | 6 AMP;12 KV;DROPOUT ELEMENT TYPE,CLASS "K" TYPE (FAST ACTING);660 MM LG, W/REMOVABLE BUTTON HD;AS1033;PACK OF 10, PACK WEIGHT 0.5 KG;FOR U/W EXPULSION | Fuses
13731 | FUSE ELEMENT,ELEC | 40 AMP;12 KV;DROPOUT FUSE LINK,CLASS "K" TYPE (FAST ACTING);660 MM LG,W/REMOVABLE BUTTON HD;AS1033;BOX OF 25,PACK WEIGHT 1.0 KG;FOR U/W EXPULSION FUSE UNITS,ARC | Switchgear Distribution
13733 | FUSE ELEMENT,ELEC | 63 AMP;12 KV;DROPOUT FUSE LINK,CLASS "K" TYPE (FAST ACTING);660 MM LG,W/REMOVABLE BUTTON HD;AS1033;BOX OF 25,PACK WEIGHT 1.0 KG;FOR U/W EXPULSION UNITS,ARC | Switchgear Distribution
13734 | FUSE ELEMENT,ELEC | 80 AMP;12 KV;DROPOUT FUSE LINK,CLASS "K" TYPE (FAST ACTING);660 MM LG,W/REMOVABLE BUTTON HD;AS1033;BOX OF 25,PACK WEIGHT 1.0 KG;FOR U/W EXPULSION FUSE UNITS,ARC | Switchgear Distribution
13732 | FUSE ELEMENT,ELEC | 50 AMP;12 KV;DROPOUT FUSE LINK,CLASS "K" TYPE (FAST ACTING);660 MM LG,W/REMOVABLE BUTTON HD;AS1033;PACK OF 10,PACK WEIGHT 1.0 KG;FOR U/W EXPULSION FUSE UNITS,ARC | Switchgear Distribution
2491017 | FUSE ELEMENT,ELEC | 11A, HBC Fluke Multimeter Fuse, Ceramic | Fuses
23398 | FUSE ELEMENT,ELEC | 250 AMP; 12 KV; FUSE; HRC TYPE; FOR PROTECTING 2.2 MVAR (CONTRACT 09019) AND 3.75 MVAR (CONTRACT CL45) CAPACITOR BANK STAGES; 442MM LONG; | Fuses
22851 | FUSE ELEMENT,ELEC | 6.3A, 36kV, Air Insulated, HRC Current Limiting, suits HRC Fuse Holder, 565mm Lg, 51mm Dia, BS2692, Part 1, BS Ref, FA3-ADIHA | Fuses
22850 | FUSE ELEMENT,ELEC | 3.15 AMP;36 KA;AIR INSULATED;HRC CURRENT LIMITING;TO SUIT NGK FUSE HOLDER SC 22849;LGTH 565 MM;DIA 51 MM;BS 2692; PART 1;BS REF;FA3 - ADIHA; | Fuses
22155 | FUSE ELEMENT,ELEC | 12 AMP;36 KV;DROPOUT ELEMENT TYPE;CLASS K;TYPE SMU-20;S & C CAT NO. 704012;U/W SMD-20 DROPOUT UNIT;USED IN SETS OF 3, BUT ISSUED AS ONE ONLY (EA); | Fuses
22100 | FUSE ELEMENT,ELEC | 20A, 12kV, Dropout Fuse Link, u/w Fault Tamer Fuse Carrier & Current Limiter, AS1033, Bushfire Mitigation | Fuses
22099 | FUSE ELEMENT,ELEC | 15A, 12kV, Dropout Fuse Link, u/w Fault Tamer Fuse Carrier & Current Limiter, AS1033, Bushfire Mitigation | Fuses
22098 | FUSE ELEMENT,ELEC | 10A, 12kV, Dropout Fuse Link, u/w Fault Tamer Fuse Carrier & Current Limiter, AS1033, Bushfire Mitigation | Fuses
22097 | FUSE ELEMENT,ELEC | 7A, 12kV, Dropout Fuse Link, u/w Fault Tamer Fuse Carrier & Current Limiter, AS1033, Bushfire Mitigation | Fuses
21730 | FUSE ELEMENT,ELEC | 31.5 AMP;12 KV;DROPOUT FUSE LINK;CLASS K TYPE (FAST ACTING);660 MM LG; WREMOVABLE BUTTON HD;AS1033;FOR U/W EXPULSION FUSE UNIT;PACK OF 25,PACK | Switchgear Distribution
21270 | FUSE ELEMENT,ELEC | 500mA, Kyoritsu Insulation Tester Fuse, Fast Acting, 50KA, 600V, 6.3 x 32mm | Fuses
20815 | FUSE ELEMENT,ELEC | 20 AMP;36 KV;SIBA TYPE 30 008 13.20;TO FIT SIBA BASE 310030220;SIBA STD SIZE BODY LENGTH,537 MM (NOT INCL ENDS); 53 MM OVERALL BODY DIA; | Fuses
20020 | FUSE ELEMENT,ELEC | PARALLEL KIT CONVERTION;2 X 400 AMP FUSE SWITCHES TO 800 AMP;DIN SIZE 3 BASES; SUITABLE FOR WEBER LV SWITCHBOARD V-BK 800;PACK OF 1,PACK WEIGHT 3 KG; | Fuses
19381 | FUSE ELEMENT,ELEC | 400mA, HBC Fluke Multimeter Fuse, Ceramic | Fuses
19029 | FUSE ELEMENT,ELEC | 12 KV;100 AMP HRC FUSE;FOR OIL INSULATED INSULATED SWITCHGEAR;1500 KVA HIGH IMPEDANCE TRANSFORMER;PACK OF 1,PACK WEIGHT2.5 KG; | Fuses
19023 | FUSE ELEMENT,ELEC | 10 AMP;36 KV;SIBA TYPE 30 008 13.10;TO FIT SIBA BASE 310030220;BODY LENGTH 537 MM;53 MM DIA; | Fuses
18980 | FUSE ELEMENT,ELEC | 12 KV;100 AMP HRC FUSE;FOR SF6/AIR/EPOXY INSULATED SWITCHGEAR;1500 KVA LOW INPEDANCE TRANSFORMER;PACK OF 1,PACK WEIGHT 4.0 KG; | Fuses
18979 | FUSE ELEMENT,ELEC | 12 KV;80 AMP HRC FUSE;FOR SF6/AIR/EPOXY INSULATED SWITCHGEAR;1000 KVA LOW IMPEDANCE TRANSFORMER;PACK OF 1,PACK WEIGHT 4.0 KG; | Fuses
18714 | FUSE ELEMENT,ELEC | 12 KV;63 AMP HRC FUSE;FOR SF6/AIR/EPOXY INSULATED SWITCHGEAR;750 KVA LOW IMPEDANCE TRANSFORMER;PACK OF 1, PACK WEIGHT 2.0 KG; | Fuses
18710 | FUSE ELEMENT,ELEC | 12 KV;10 AMP HRC FUSE;FOR SF6/AIR/EPOXY INSULATED SWITCHGEAR;100 KVA TRANSFORMER;PACK OF 3,PACK WEIGHT 1.6 KG; | Fuses
18692 | FUSE ELEMENT,ELEC | 8 AMP;36 KV;DROPOUT ELEMENT TYPE;CLASS K ;TYPE SMU-20;S & C CAT NO. 704008;U/W SMD-20 DROPOUT UNIT;CAN BE USED IN SETS OF 3,BUT ISSUED AS ONE ONLY (EA) | Fuses
17148 | FUSE ELEMENT,ELEC | 85 AMP;12 KV;DROPOUT FUSE LINK, ANSI CLASS "N" TYPE;660 MM LG,WITH REMOVABLE BUTTON HEAD;FOR 1200 KVAR CAPACITOR BANK;PACK OF 18; | Fuses
17102 | FUSE ELEMENT,ELEC | 100 AMP;12/36 KV;DROPOUT FUSE LINK,ANSI CLASS "N" TYPE;660 MM LG,W/REMOVABLE BUTTON HEAD;PACK OF 100; | Fuses
14936 | FUSE ELEMENT,ELEC | 140 AMP;12 KV;DROP OUT ELEMENT TYPE, CLASS "K" (FAST ACTING);FOR PROTECTING 2.14 MVAR POLE MTD CAPICATOR;PACK OF 10; | Fuses
14231 | FUSE ELEMENT,ELEC | 16 AMP;12 KV;DROPOUT ELEMENT TYPE,CLASS "K" TYPE (FAST ACTING);660 MM LG, W/REMOVABLE BUTTON HD;AS1033;BOX OF 25, PACK WEIGHT 1.0 KG;FOR U/W EXPULSION | Switchgear Distribution
14230 | FUSE ELEMENT,ELEC | 20 AMP;12 KV;DROPOUT ELEMENT TYPE,CLASS "T" TYPE (SLOW ACTING);660 MM LG, W/REMOVABLE BUTTON HD;AS1033;BOX OF 25, PACK WEIGHT 1.0 KG;FOR U/W EXPULSION | Switchgear Distribution
14229 | FUSE ELEMENT,ELEC | 10 AMP;12 KV;DROPOUT ELEMENT TYPE,CLASS "T" TYPE (SLOW ACTING);660 MM LG, W/REMOVABLE BUTTON HD;AS1033;BOX OF 25, PACK WEIGHT1.0 KG;FOR U/W EXPULSION | Switchgear Distribution
14228 | FUSE ELEMENT,ELEC | 8 AMP;12 KV;DROPOUT ELEMENT TYPE,CLASS "T" TYPE (SLOW ACTING);660 MM LG, W/REMOVABLE BUTTON HD;AS1033;BOX OF 25, PACK WEIGHT 1.0 KG;FOR U/W EXPULSION | Switchgear Distribution
14004 | FUSE ELEMENT,ELEC | 16 AMP;12 KV;DROPOUT ELEMENT TYPE, CLASS"T" TYPE (SLOW ACTING);660 MM LG, W/REMOVABLE BUTTON HD;PACKET OF 25,PACK WEIGHT 1.0 KG;FOR U/W EXPULSION FUSE | Switchgear Distribution
13730 | FUSE ELEMENT,ELEC | 25 AMP;12 KV;DROPOUT FUSE LINK,CLASS "K" TYPE (FAST ACTING);660 MM LG,W/REMOVABLE BUTTON HD;AS1033;BOX OF 25,PACK WEIGHT 1.0 KG;FOR U/W EXPULSION FUSE UNITS,ARC | Switchgear Distribution
13405 | FUSE ELEMENT,ELEC | 20 AMP;12 KV;DROPOUT ELEMENT TYPE,CLASS "K" TYPE (FAST ACTING);660 MM LG, W/REMOVABLE BUTTON HD;AS1033;BOX OF 25, PACK WEIGHT 1.0 KG;FOR U/W EXPULSION | Switchgear Distribution
18690 | FUSE ELEMENT,ELEC | 3 AMP;36 KV;DROPOUT ELEMENT TYPE;CLASS K ;TYPE SMU-20;S & C CAT NO. 704003;U/W SMD-20 DROPOUT UNIT;TO BE ISSUED IN SETS OF 3;PACK OF 12; | Fuses
13401 | FUSE ELEMENT,ELEC | 3 AMP;12 KV;DROPOUT ELEMENT TYPE,CLASS "K" TYPE (FAST ACTING);660 MM LG W/REMOVABLE BUTTON HD;AS1033;BOX OF 25, PACK WEIGHT1.0 KG;FOR U/W EXPULSION | Switchgear Distribution
105038 | FUSE LINK | Barrier, LV Meter Isolating Link, suit Alstom Series 7 | Meters
4522 | FUSE LINK,ENCLOSED ELEMENT | 630 AMP;500 V AC;BLADE TYPE CONTACTS, DIN SIZE 3;AS2005,PART 1;PACK OF 3, PACK WEIGHT 3.30 KG; | Fuses
14128 | FUSE LINK,ENCLOSED ELEMENT | 100 AMP;500 V;BLADE TYPE CONTACTS, SIZE 00;AS2005 PART 1;PACK OF 3,PACK WEIGHT 0.360 KG; | Fuses
13901 | FUSE LINK,ENCLOSED ELEMENT | 350 AMP;500 V AC;BLADE TYPE CONTACTS,DIN SIZE 2;AS2005,PART 1;PACK OF 3,PACK WEIGHT 1.68 KG; | Fuses
15118 | FUSE LINK,ENCLOSED ELEMENT | 315 AMP;500 V AC;BLADE TYPE CONTACTS,DIN SIZE 2;C/W CORROSION RESISTANT END PLATES,MOUNTING TAGS & SCREWS;AS2005, PART 1;PACK OF 3,PACK WEIGHT 1.68 KG; | Fuses
15793 | FUSE LINK,ENCLOSED ELEMENT | 100 AMP;500 V AC;BLADE TYPE CONTACTS, DIN SIZE 1;AS2005,PART 1;PACK OF 3, PACK WEIGHT 0.70 KG;FOR USE WITH FUSE- SWITCH COMBINATION (STOCK CODES 15194 & | Fuses
23787 | FUSE LINK,ENCLOSED ELEMENT | 500 AMP; 500 V AC;CLASS GG BLADE TYPE CONTACTS,DIN SIZE 3;AS2005.1; PACK OF 3 FUSECO PART # NH3F-500 ; HOLEC PART # LSPN3500 ALSTOM PART # NHG2-500 | Fuses
23378 | FUSE LINK,ENCLOSED ELEMENT | Type 12k, 12A, 23kV, Air Insulated, HRC Current Limiting, Spade Terminals Each End | Fuses
19939 | FUSE LINK,ENCLOSED ELEMENT | 125 AMP;500 V;BLADE TYPE CONTACTS; DIN SIZE 00;AS60269.1;SUIT SC20787; | Substation
20294 | FUSE LINK,ENCLOSED ELEMENT | 100 AMP;HRC FUSE LINK;30 MM X 57 MM LG; PACK OF 20; | Fuses
19048 | FUSE LINK,ENCLOSED ELEMENT | 250 AMP;500 V;HRC FUSE FOR USE ON CFS UNITS;PACK OF 3,PACK WEIGHT 1.0 KG; | Fuses
16788 | FUSE LINK,ENCLOSED ELEMENT | 400 AMP;500 V AC;BLADE TYPE CONTACTS;DIN SIZE 2;AS2005,PART 1;PACK OF 3;REPLACES STOCK CODE 09882,400 AMP SPECIAL CURVE; FOR U/W 500 KVA TRANSFORMERS & ABOVE | Fuses
16284 | FUSE LINK,ENCLOSED ELEMENT | 125 AMP;500 V AC;BLADE TYPE CONTACTS;DIN SIZE 2;AS2005,PART 1;PACK OF 3,PACK WEIGHT 1.20 KG;FOR USE IN 100 KVA PADMOUNTS; | Fuses
15792 | FUSE LINK,ENCLOSED ELEMENT | 160 AMP;500 V AC;BLADE TYPE CONTACTS,DIN SIZE 1;AS2005,PART 1;PACK OF 3,PACK WEIGHT 0.70 KG;FOR USE WITH FUSE-SWITCH COMBINATION (STOCK CODES 15194 & 16861), | Fuses
15117 | FUSE LINK,ENCLOSED ELEMENT | 200 AMP;500 V AC;BLADE TYPE CONTACTS, DIN SIZE 1;AS2005,PART 1;PACK OF 3,PACK WEIGHT 1.0 KG FOR USE WITH FUSE-SWITCH COMBINATION (STOCK CODES15194 & 16861); | Fuses
13897 | FUSE LINK,ENCLOSED ELEMENT | 160 AMP;500 V AC;BLADE TYPE CONTACTS, DIN SIZE 2;AS2005,PART 1;PACK OF 3,PACK WEIGHT 1.20 KG; | Fuses
13899 | FUSE LINK,ENCLOSED ELEMENT | 250 AMP;500 V AC;BLADE TYPE CONTACTS,DIN SIZE 2;AS2005,PART 1;PACK OF 3,PACK WEIGHT 1.20 KG; | Fuses
13898 | FUSE LINK,ENCLOSED ELEMENT | 200 AMP;500 V AC;BLADE TYPE CONTACTS,DIN SIZE 2;AS2005,PART 1;PACK OF 3,PACK WEIGHT 1.20 KG;FIT IN LV PANEL ON PADMOUNTS; | Fuses
4503 | FUSE LINK,RING MAIN UNIT. | 12 KV;AIR INSULATED;TO SUIT GEC TYPE DDFC,DDFB RMU(S);200 KVA TRANSFORMER PROTECTION;AS1034-1978;PACK OF 3, PACK WEIGHT 6.3 KG; | Fuses
16285 | FUSE LINK,RING MAIN UNIT. | 12 KV;16 AMP HRC FUSE;FOR OIL INSULATED SWITCHGEAR;100 KVA TRANSFORMER; PACK OF 3,PACK WEIGHT 6.0 KG; | Fuses
15691 | FUSE LINK,RING MAIN UNIT. | 12 KV;120 AMP HRC FUSE;FOR OIL INSULATED SWITCHGEAR;1500 KVA LOW IMPEDANCE TRANSFORMER;PACK OF 1,PACK WEIGHT 2.5 KG; | Fuses
15690 | FUSE LINK,RING MAIN UNIT. | 12 KV;80 AMP HRC FUSE;FOR OIL INSULATED SWITCHGEAR;1000 KVA LOW IMPEDANCE TRANSFORMER;PACK OF 3,PACK WEIGHT 1.8 KG; | Fuses
15689 | FUSE LINK,RING MAIN UNIT. | 12 KV;63 AMP HRC FUSE;FOR OIL INSULATED SWITCHGEAR;750 KVA LOW IMPEDANCE TRANSFORMER;PACK OF 3,PACK WEIGHT 6.0 KG; | Fuses
12010 | FUSE LINK,RING MAIN UNIT. | 12 KV;6.3 AMP HRC FUSE;FOR SF6/AIR/EPOXY INSULATED SWITCHGEAR;50 - 63 KVA TRANSFORMER;PACK OF 3;PACK WEIGHT 1.6 KG; | Fuses
4518 | FUSE LINK,RING MAIN UNIT. | 12 KV;80 AMP HRC FUSE;FOR OIL INSULATED SWITCHGEAR;1000 KVA HIGH IMPEDANCE TRANSFORMER;PACK OF 1,PACK WEIGHT 1.8 KG; | Fuses
4517 | FUSE LINK,RING MAIN UNIT. | 12 KV;63 AMP HRC FUSE;FOR OIL INSULATED SWITCHGEAR;750 KVA TRANSFORMER; PACK OF 3,PACK WEIGHT 6 KG; | Fuses
4516 | FUSE LINK,RING MAIN UNIT. | 12 KV;40 AMP;HRC FUSE;FOR OIL INSULATED SWITCHGEAR;500 KVA TRANSFORMER;PACK OF 3,PACK WEIGHT 1.8 KG; | Fuses
4515 | FUSE LINK,RING MAIN UNIT. | 12kV, 31.5A HRC Fuse, for Oil Insulated Switchgear, 315kVA Transformer, Pack of 3, Pack Weight 1.8kg | Fuses
4514 | FUSE LINK,RING MAIN UNIT. | 12 KV;25 AMP HRC FUSE;FOR OIL INSULATED SWITCHGEAR;200 KVA TRANSFORMER; PACK OF 1,PACK WEIGHT 1.8 KG; | Fuses
4512 | FUSE LINK,RING MAIN UNIT. | 12 KV;HRC FUSE;FOR SF6/AIR/EPOXY INSULATED SWITCHGEAR;1000 KVA HIGH IMPEDANCE TRANSFORMER;PACK OF 1, PACK WEIGHT 4.0 KG; | Substation
4507 | FUSE LINK,RING MAIN UNIT. | 12 KV;AIR INSULATED;TO SUIT GEC TYPE DDFC,DDFB RMU(S);1000 KVA TRANSFORMER PROTECTION;AS1034-1978;PACK OF 3, PACK WEIGHT 12.6 KG; | Fuses
20824 | FUSE LINK,RING MAIN UNIT. | 12 KV;40 AMP;HRC FUSE;FOR SF6/AIR EPOXY INSULATED SWITCHGEAR;500 KVA T/FORMER; PACK OF 1,PACK WEIGHT 2.0 KG;TEMP LIMITED TO 105 DEG C;FULL RANGE FUSE; | Fuses
4508 | FUSE LINK,RING MAIN UNIT. | 12 KV;16 AMP HRC FUSE;FOR SF6/AIR/EPOXY INSULATED SWITCHGEAR;200 KVA TRANSFORMER ;PACK OF 3,PACK WEIGHT1.6 KG; | Fuses
4509 | FUSE LINK,RING MAIN UNIT. | 12 KV;25 AMP HRC FUSE;FOR SF6/AIR/EPOXY INSULATED SWITCHGEAR;FOR 315 KVA TRANSFORMER;PACK OF 3,PACK WEIGHT 1.6 KG; | Fuses
4511 | FUSE LINK,RING MAIN UNIT. | 12 KV;HRC FUSE;FOR SF6/AIR/EPOXY INSULATED SWITCHGEAR;750 KVA HIGH IMPEDANCE TRANSFORMER;PACK OF 1, PACK WEIGHT2.0 KG; | Fuses
4510 | FUSE LINK,RING MAIN UNIT. | 12 KV;40 AMP HRC FUSE;FOR SF6/AIR/EPOXY INSULATED SWITCHGEAR;500 KVA TRANSFORMER;PACK OF 3,PACK WEIGHT 1.6 KG; | Fuses
4506 | FUSE LINK,RING MAIN UNIT. | 12 KV;AIR INSULATED;TO SUIT GEC TYPE DDFC,DDFB RMU(S);750 KVA TRANSFORMER PROTECTION;AS1034-1978;PACK OF 3, PACK WEIGHT 12.6 KG; | Fuses
4505 | FUSE LINK,RING MAIN UNIT. | 12 KV;AIR INSULATED;TO SUIT GEC TYPE DDFC,DDFB RMU(S);500 KVA TRANSFORMER PROTECTION;AS1034-1978;PACK OF 3, PACK WEIGHT 6.3KG; | Fuses
1032226 | FUSE PANEL ASSEMBLY | Kit c/w 3 x 32A 415V AC Fuse Holders, 3 x 6A HRC Fuses, Mtd on Insulated Panel 150 x 100 x 10mm c/w Sealing Studs & Perspex Cover | U/G Pits & Pillars
4321 | FUSE,CARTRIDGE | FERRULE;32 MM LG,6.35 MM DIA CAP (SIZE 0);1 AMP;415 V AC;33 KA BREAKING CAPACITY;MOD SPEC DEF-63-A,BS 1361; PACK OF 10,PACK WEIGHT < 5 KG; | Hardware & Tools
4434 | FUSE,CARTRIDGE | FERRULE;57 MM LG,22.2 MM DIA CAP;30/32 AMP;400 V AC;33 KA RATED BREAKING CAPACITY;AS2005 PT 10,ASTA 20 CERTIFIED; PACK OF 20; | Fuses
4431 | FUSE,CARTRIDGE | BOLT IN;73 MM NOM CENTRES,REF A2,OFFSET TAGS;32 AMP;415 V AC;AS2005,PART 2; PACK OF 10; FUSEHOLDERS REF A2 & A3; | Fuses
4429 | FUSE,CARTRIDGE | FERRULE;29 MM LG,12.7 MM DIA CAP;20 AMP; 240 V AC;16.5 KA RATED BREAKING CAPACITY ;AS2005 PT 10,ASTA 20 CERTIFIED;PACK OF 20; | Fuses
4428 | FUSE,CARTRIDGE | BOLT IN;73 MM NOM CENTRES,REF A2,OFFSET TAGS;20 AMP;415 V AC;AS2005,PART 2;SUIT FUSEHOLDERS REF A2 & A3;PACK OF 10; | Fuses
4427 | FUSE,CARTRIDGE | CLIP IN;OFFSET STAGGERED TAGS, (60 MM NOM LG);20 AMP;415 V AC;AS2005, PART 2 (EXCEPT FOR DIMENSIONS);PACK OF 20; | Fuses
4426 | FUSE,CARTRIDGE | CLIP IN;OFFSET STAGGERED TAGS,(60 MM NOM LG);20 AMP;415 V AC;32 AMP MOTOR START; AS2005,PART 2 (EXCEPT FOR DIMENSIONS); PACK OF 20,PACK WEIGHT 0.3 KG; | Fuses
4424 | FUSE,CARTRIDGE | CLIP IN;OFFSET STAGGERED TAGS, (60 MM NOM LG);16 AMP;415 V AC;AS2005, PART 2 (EXCEPT FOR DIMENSIONS);PACK OF 20; | Fuses
4423 | FUSE,CARTRIDGE | BOLT IN;73 MM NOM CENTRES,REF A2,OFFSET TAGS;16 AMP;415 V AC;AS2005,PART 2;SUIT FUSEHOLDERS REF A2 & A3;OLD STOCK MAY BE 15 AMP;PACK OF 10; | Fuses
4421 | FUSE,CARTRIDGE | FERRULE;29 MM LG,12.7 MM DIA CAP;10 AMP; 240 V AC;40 KA RATED BREAKING CAPACITY; AS2005 PT 10,ASTA 20 CERTIFIED;PACK OF 20; | Fuses
124015 | FUSE,CARTRIDGE | 415V AC, HRC Cartridge VK Type, 60A, 57 x 22.2mm Dia, ETS 12-02-01 Group A (scm) | Fuses
2492064 | FUSE,CARTRIDGE | Ferrule, 38mm Lg, 10mm Dia Cap, 10A 240V AC 16.5 kA Rated Breaking Capacity, Type SK gG, AS 60269.3 | Fuses
2492056 | FUSE,CARTRIDGE | Ferrule, 38mm Lg, 10mm Dia Cap, 20A 240v AC 16.5 kA Rated Breaking Capacity, Type SK gG, AS 60269.3 | Fuses
124007 | FUSE,CARTRIDGE | 415V AC, HRC Cartridge VK Type, 45A, 57 x 22.2mm Dia, ETS 12-02-01 Group A | Fuses
2483212 | FUSE,CARTRIDGE | 50A, 69kV, Boric Acid Filled, Standard Speed, suit SMD-50 Fuse Mounts | Fuses
2483204 | FUSE,CARTRIDGE | 65A, 69kV, Boric Acid Filled, Standard Speed, suit SMD-50 Fuse Mounts | Fuses
2483196 | FUSE,CARTRIDGE | 80A, 69kV, Boric Acid Filled, Standard Speed, suit SMD-50 Fuse Mounts | Fuses
2480648 | FUSE,CARTRIDGE | 60A, Ceramic Cartridge, for Plug In Base Electricity Meter, Eaton Bussmann Series, 30 x 57mm | Fuses
2478394 | FUSE,CARTRIDGE | 12kV, 125A, HRC Type, 442mm Lg, for Protecting 1.2MVAr Capacitor Bank Stages, Set of 3 | Fuses
2472983 | FUSE,CARTRIDGE | 3.15 AMP; 33 kV; FUSE; INSTALLED INTEGRAL TO 33 KV VOLTAGE TRANSFORMER PRIMARY BUSHING | Fuses
2400578 | FUSE,CARTRIDGE | 500V AC, HRC Cartridge 10G Type, 6A, 38 x 10.3mm Dia, Modular, ETS 12-02-01 Group A (scm) | Fuses
2471787 | FUSE,CARTRIDGE | 250V AC, HRC Cartridge 3AB Type, 6A, 32 x 6.3mm Dia, Ceramic Body (scm) | Fuses
1011106 | FUSE,CARTRIDGE | 500V AC, HRC Cartridge 10G Type, 10A, 38 x 10.3mm Dia, Modular ETS 12-02-01 Group A (scm) | Fuses
25059 | FUSE,CARTRIDGE | FERRULE; 1/4 INX11/4 IN; CERAMIC; TIME DELAY; 15A SLOW BLOW FUSE FOR USE WITH SCHNEIDER 11KV/27.8V VT; BUSSMAN MDA-15; | Fuses
24769 | FUSE,CARTRIDGE | ABB SAFEPLUS VT FUSE METERING PANEL FUSE 12 kV, 0.6 A, 250 mm length | Switchgear
23388 | FUSE,CARTRIDGE | FUSE LINK; 8.3kV; KMATE TYPE 40K; FOR 500 kVA TRANSFORMERS IN HIGH FAULT CURRENT AREAS;FITTED WITH COPPER ROD (90 DEGREE ANGLE);PACK OF 1 | Fuses
23387 | FUSE,CARTRIDGE | FUSE LINK;8.3kV;KMATE TYPE 25K; FOR 300/315 kVA TRANSFORMER IN HIGH FAULT CURRENT AREAS; FITTED WITH COPPER ROD (90 DEGREE ANGLE);PACK OF 1 | Fuses
23193 | FUSE,CARTRIDGE | ENCLOSED ELEMENT; BLADE TYPE CONTACTS; SIZE DIN00; 35 AMP; 500V; AS60269; | Fuses
23194 | FUSE,CARTRIDGE | ENCLOSED ELEMENT; BLADE TYPE CONTACTS; SIZEDIN00; 40 AMP; 500V; AS60269; | Fuses
23195 | FUSE,CARTRIDGE | ENCLOSED ELEMENT; BLADE TYPE CONTACTS; SIZE DIN00; 50 AMP; 500 V; AS60269; | Fuses
23196 | FUSE,CARTRIDGE | ENCLOSED ELEMENT; BLADE TYPE CONTACTS; SIZE DIN 00; 80 AMP; 500V; AS60269 | Fuses
23197 | FUSE,CARTRIDGE | ENCLOSED ELEMENT; BLADE TYPE CONTACTS; SIZE DN 00; 160 AMP; 500V; AS60269; | Fuses
23301 | FUSE,CARTRIDGE | 125 AMP;500 V AC;BLADE TYPE CONTACTS; DIN SIZE 1;AS2005,PART 1;PACK OF 3, PACK WEIGHT 0.70 KG;FOR USE WITH FUSE- SWITCH COMBINATION (STOCK CODES 15194 & | Fuses
23177 | FUSE,CARTRIDGE | FUSE; 500MA; FOR TRIP CIRCUIT SUPERVISION BOARDS; SC 16943; | Fuses
22313 | FUSE,CARTRIDGE | FERRULE;57 MM LG,22.2 MM DIA CAP;20 AMP; 400 V AC; | Fuses
21821 | FUSE,CARTRIDGE | BOLT IN;112 MM HOLE CENTRES;50 AMP; 415 V AC;80 KA; | Fuses
21729 | FUSE,CARTRIDGE | BOLT IN;133 MM NOM CENTRES;CENTRE TAGS (4 HOLE);800 AMP;415 V AC;PACK OF 10; | Fuses
21281 | FUSE,CARTRIDGE | BOLT IN;111 MM NOM CENTRES,REF B1, CENTRE TAGS;80 AMP;415 V AC;AS2005 PART 2;PACK OF 10;FUSEHOLDERS REF B1,B2,B3 & B4; | Fuses
20728 | FUSE,CARTRIDGE | BOLTED;57.2 MM LG;OFFSET TAGS;O/A,14.3 MM DIA CAP;15 AMP;TIME LIMIT FUSE;SUIT PROTECTION CIRCUIT FOR LUCY SABRE VRN 2 AMP RMU'S;UK ELECTRICITY INDUSTRIES | Fuses
20727 | FUSE,CARTRIDGE | BOLTED;57.2 MM LG;OFFSET TAGS;O/A,14.3 MM DIA CAP;12.5 AMP;TIME LIMIT FUSE;SUIT PROTECTION CIRCUIT FOR LUCY SABRE VRN 2 AMP RMU'S;UK ELECTRICITY INDUSTRIES | Fuses
20726 | FUSE,CARTRIDGE | BOLTED;57.2 MM LG;OFFSET TAGS;O/A,14.3 MM DIA CAP;10 AMP;TIME LIMIT FUSE;SUIT PROTECTION CIRCUIT FOR LUCY SABRE NRN 2 AMP RMU'S;UK ELECTRICITY INDUSTRIES | Fuses
20725 | FUSE,CARTRIDGE | BOLTED;57.2 MM LG;OFFSET TAGS;O/A,14.3 MM DIA CAP;7.5 AMP;TIME LIMIT FUSE;SUIT PROTECTION CIRCUIT FOR LUCY SABRE VRN 2 AMP RMU'S;UK ELECTRICITY INDUSTRIES | Fuses
20724 | FUSE,CARTRIDGE | BOLTED;57.2 MM LG;OFFSET TAGS;O/A,14.3 MM CAP;5 AMP;TIME LIMIT FUSE;SUIT PROTECTION CIRCUIT FOR LUCY SABRE VRN 2 AMP RMU'S;UK ELECTRICITY INDUSTRIES | Fuses
20284 | FUSE,CARTRIDGE | TYPE T;32 X 6.35 MM;3.15 AMP;VT SECONDARY FUSE;SUIT FUSEHOLDER IN-LINE 10 AMP,250 V (SC20285);PART OF NULEC EXTERNAL VT POWER CABLE & FUSE | Fuses
20168 | FUSE,CARTRIDGE | FERRULE;25 MM LG,5 MM DIA CAP;315 MA QUICK BLOW;250 V AC;SUIT FUSEHOLDER TERMINAL BLOCK SC04629;PACK OF 10; | Fuses
19685 | FUSE,CARTRIDGE | FERRULE;25 MM LG,5 MM DIA CAP;6.3 AMP; 240 V AC;W/INDICATOR;TYPE 241;SPEC DIN 41576/CEE;PACK OF 1;SUIT FUSE HOLDER TERMINAL BLOCK SC04629;PACK OF 10; | Hardware & Tools
19684 | FUSE,CARTRIDGE | FERRULE;25 MM LG,5 MM DIA CAP;10 AMP; 240 V AC;W/INDICATOR;TYPE 241;SPEC DIN 41576/CEE;PACK OF 1;SUIT FUSE HOLDER TERMINAL BLOCK SC04629; | Hardware & Tools
15562 | FUSE,CARTRIDGE | T TYPE;1-1/4 IN LG,1/4 IN DIA CAP;5 AMP; ANTISURGE;SUIT PMR C77/88;PACK OF 10; | Fuses
4466 | FUSE,CARTRIDGE | J TYPE;82 MM NOM CENTRES,U OR TWIN L SLOTTED TAGS;200 AMP;415 V AC;80 KA RATED BREAKING CAPACITY;BS 88,PT 5,ASTA 20 CERTIFIED;PACK OF 5; | Fuses
4465 | FUSE,CARTRIDGE | BOLT IN;111 MM NOM CENTRES,REF B2,CENTRE TAGS;160 AMP;415 V AC;AS2005 PART 2; BOX OF 5/10,PACK WEIGHT 0.7 KG; | Fuses
4462 | FUSE,CARTRIDGE | J TYPE;76 MM NOM CENTRES,U OR TWIN L SLOTTED TAGS;125 AMP;415 V AC;CLASS Q1; BS 88,PART 5 (EXCEPT FOR DIMENSIONS); PACK OF 5,PACK WEIGHT 1.0 KG; | Fuses
4460 | FUSE,CARTRIDGE | FERRULE;76.2 MM LG,20.6 MM DIA CAP; 100 AMP;415 V AC;20 KA RATED BREAKING CAPACITY;AS2005,PT 10,ASTA 20 CERTIFIED; BOX OF 20,PACK WEIGHT 1.22 KG; | Fuses
4459 | FUSE,CARTRIDGE | BOLT IN;94 MM NOM CENTRES,REF A4,OFFSET TAGS;100 AMP;415 V AC;80 KA RATED BREAKING CAPACITY;AS2005,PT 10,ASTA 20 CERTIFIED;PACK OF 10; | Fuses
4458 | FUSE,CARTRIDGE | BOLT IN;111 MM NOM CENTRES,REF B1,CENTRE TAGS;100 AMP;415 V AC;AS2005,PART 2; PACK OF 10,PACK WEIGHT 1.0 KG; FUSEHOLDERS REF B1,B2,B3 & B4; | Fuses
4457 | FUSE,CARTRIDGE | J TYPE;76 MM NOM CENTRES,U OR TWIN L SLOTTED TAGS;100 AMP;415 V AC;80 KA RATED BREAKING CAPACITY;BS 88,PT 5,ASTA 20 CERTIFIED;PACK OF 5,WEIGHT1.0 KG; | Fuses
4455 | FUSE,CARTRIDGE | FERRULE;76.2 MM LG,20.6 MM DIA CAP; 80 AMP;415 V AC;20 KA RATED BREAKING CAPACITY AS2005,PT 10,ASTA 20 CERTIFIED; PACK OF 10PACK WEIGHT 15 KG,PALLET OF | Fuses
4451 | FUSE,CARTRIDGE | FERRULE;57 MM LG,22.2 MM DIA CAP;80 AMP; 415 V AC;33 KA RATED BREAKING CAPACITY; AS2005 PT 10,ASTA 20 CERTIFIED;PACK OF 20 PACK WEIGHT 15 KG,2000 PER PALLET; | Fuses
14256 | FUSE,CARTRIDGE | FERRULE;195 MM LG,25.4 MM DIA CAP; 3.15 AMP;11 KV AC;FOR VOLTAGE TRANSFORMERS & METERING UNITS; | Fuses
4478 | FUSE,CARTRIDGE | BOLT IN;133 MM NOM CENTRES,REF C1,CENTRE TAGS,(4 HOLE);400 AMP;415 V AC;AS2005, PART 2;PACK OF 10;SUIT FUSEHOLDERS C1,C2 & C3; | Fuses
4477 | FUSE,CARTRIDGE | BOLT IN;111 MM NOM CENTRES,REF B3,CENTRE TAGS;315 AMP;415 V AC;80 RATED BREAKING CAPACITY;AS2005 PT 10,ASTA 20 CERTIFIED PACK OF 10; | Fuses
4475 | FUSE,CARTRIDGE | BOLT IN;133 MM NOM CENTRES,REF C1, CENTRE TAGS;315 AMP;415 V AC;NON STD 2 HOLE ACCEPTABLE;AS2005,PART 2; PACK OF 1,PACK WEIGHT 0.4 KG; | Fuses
4474 | FUSE,CARTRIDGE | J TYPE;82 MM NOM CENTRES,U OR TWIN L SLOTTED TAGS;315 AMP;415 V AC;80 KA RATED BREAKING CAPACITY;BS 88,PT 5, ASTA 20 CERTIFIED;PACK OF 5; | Fuses
4473 | FUSE,CARTRIDGE | J TYPE;92 MM NOM CENTRES,U OR TWIN L SLOTTED TAGS;315 AMP;415 V AC;80 KA RATED BREAKING CAPACITY;BS 88,(PART 5), ASTA 20 CERTIFIED;PACK OF 5; | Fuses
4472 | FUSE,CARTRIDGE | J TYPE;76 MM NOM CENTRES,U OR TWIN L SLOTTED TAGS;250 AMP;415 V AC;80 KA RATED BREAKING CAPACITY;BS 88,PT 5,ASTA 20 CERTIFIED;BOX OF 5; | Fuses
4471 | FUSE,CARTRIDGE | BOLT IN;111 MM NOM CENTRES,REF B2,CENTRE TAGS;200 AMP;415 V AC;80 RATED BREAKING CAPACITY;AS2005 PT 10,ASTA 20 CERTIFIED ;PACK OF 10; | Fuses
4469 | FUSE,CARTRIDGE | J TYPE;92 MM NOM CENTRES,U OR TWIN L SLOTTED TAGS;200 AMP;415 V AC;CLASS Q1; BS 88,PART 5;PACK OF 5; | Fuses
4467 | FUSE,CARTRIDGE | J TYPE;76 MM NOM CENTRES,U OR TWIN L SLOTTED TAGS;200 AMP;415 V AC;80 KA RATED BREAKING CAPACITY;BS 88,PT 5,ASTA 20 CERTIFIED;PACK OF 5,PACK WEIGHT 1.0 | Fuses
13854 | FUSE,CARTRIDGE | FERRULE;32 MM LG,6.35 MM DIA CAP;10 AMP; 240 V AC;HRC;TYPE F,FOR USE IN P.M.R. BRUSH RECLOSERS AS CONTROL FUSE; PACK OF 10; | Fuses
13853 | FUSE,CARTRIDGE | FERRULE;32 MM LG,6.35 MM DIA CAP;250 MA; GLASS;TYPE F,FOR USE IN P.M.R. BRUSH RECLOSERS AS RELAY FUSE;PACK OF 5; | Fuses
12962 | FUSE,CARTRIDGE | FERRULE;32 MM LG,6.35 MM DIA CAP (SIZE 0);15 AMP;415 V AC;33 KA BREAKING CAP MOD SPEC DEF-63-A,BS 1361; PACK OF 10;USER PROTECTION USED IN TEST | Hardware & Tools
12454 | FUSE,CARTRIDGE | ;57.0 MM LG,22.2 MM DIA;100 AMP;415 V AC ;33 KA RATED BREAKING CAPACITY;AS2005, PT 10,ASTA 20 CERTIFIED;PACK OF 20,PACK WEIGHT 15 KG,PALLET OF 2000;SUIT | Fuses
4490 | FUSE,CARTRIDGE | BOLT IN;133 MM NOM CENTRES,REF C2, CENTRE TAGS,(4 HOLE);630 AMP;415 V AC; WEATHERPROOF;AS2005,PART 2;PACK OF 10; | Fuses
4489 | FUSE,CARTRIDGE | J TYPE;92 MM NOM CENTRES,U OR TWIN L SLOTTED TAGS;630 AMP;415 V AC;CLASS Q1; BS 88,PART 5;OLD STOCK MAY BE RATED 600 AMP;PACK OF 5; | Fuses
4486 | FUSE,CARTRIDGE | J TYPE;92 MM NOM CENTRES,U OR TWIN L SLOTTED TAGS;500 AMP;415 V AC;CLASS Q1; BS 88,PART 5;PACK OF 5; | Fuses
4485 | FUSE,CARTRIDGE | BOLT IN;133 MM NOM CENTRES,REF C2,CENTRE TAGS,(4 HOLE);500 AMP;415 V AC;AS2005, PART 2;SUIT FUSEHOLDERS REF C2 & C3; PACK OF 10; | Fuses
4484 | FUSE,CARTRIDGE | BOLT IN;111 MM NOM CENTRES,REF B4,CENTRE TAGS;400 AMP;415 V AC;80 KA RATED BREAKING CAPACITY;AS2005 PT 10,ASTA 20 CERTIFIED;PACK OF 10; | Fuses
4480 | FUSE,CARTRIDGE | J TYPE;82 MM NOM CENTRES,U OR TWIN L SLOTTED TAGS;400 AMP;415 V AC;CLASS Q1; BS 88,PART 5;PACK OF 5; | Fuses
4479 | FUSE,CARTRIDGE | J TYPE;92 MM NOM CENTRES,U OR TWIN L SLOTTED TAGS;400 AMP;415 V AC;80 KA RATED BREAKING CAPACITY;BS 88,(PART 5), ASTA 20 CERTIFIED;BOX OF 5,WEIGHT 2.5 KG | Fuses
4449 | FUSE,CARTRIDGE | FERRULE;50.8 MM LG,16.7 MM DIA CAP; 63/65 AMP;415 V AC;AS2005 PART 3;PACK OF 20,PACK WEIGHT 0.60 KG;CONTINGENCY SPARE FUSE-LINKS FOR SUBMERSIBLE IN-LINE | Fuses
4448 | FUSE,CARTRIDGE | BOLT IN;73 MM NOM CENTRES,REF A3,OFFSET TAGS;63 AMP;415 V AC;80 AMP MOTOR START; AS2005,PART 2;PACK OF 10,PACK WEIGHT 1.0 KG;SUIT FUSEHOLDERS REF A3 ONLY; | Fuses
4447 | FUSE,CARTRIDGE | BOLT IN;73 MM NOM CENTRES,REF A3,OFFSET TAGS;63 AMP;415 V AC;AS2005,PART 2;BOX OF 10; FUSEHOLDERS REF A3 ONLY; | Fuses
4444 | FUSE,CARTRIDGE | J TYPE;76 MM NOM CENTRES,U OR TWIN L SLOTTED TAGS;63 AMP;415 V AC;CLASS Q1; BS 88 PART 5 (EXCEPT FOR DIMENSIONS); PACK OF 5,PACK WEIGHT 1.0 KG;OLD STOCK | Fuses
4443 | FUSE,CARTRIDGE | FERRULE;76.2 MM LG,20.6 MM DIA CAP; 63 AMP;415 V AC;NON STD DIMENSIONS; AS2005,PART 3 (EXCEPT FOR DIMENSIONS); PACK OF 20,PACK WEIGHT 1.22 KG; | Fuses
4442 | FUSE,CARTRIDGE | FERRULE;57 MM LG,22.2 MM DIA CAP;50 AMP; 415 V AC;33 KA RATED BREAKING CAPACITY; AS2005 PT 10,ASTA 20 CERTIFIED; PACK OF 20,PACK WEIGHT 15 KG,2000 PER | Fuses
4440 | FUSE,CARTRIDGE | FERRULE;29 MM LG,12.7 MM DIA CAP;45 AMP; 415 V AC;SPECIAL CURVE,NON STD RATING; AS2005,PART 3 (EXCEPT FOR FUSE CURVE & RATING);BOX OF 10; | Fuses
4439 | FUSE,CARTRIDGE | FERRULE;35.0 MM LG,16.7 MM DIA CAP; 45 AMP;240 V AC;20 KA RATED BREAKING CAPACITY;AS2005 PT 10,ASTA 20 CERTIFIED; PACK OF 20; | Fuses
4411 | FUSE,CARTRIDGE | FERRULE;25 MM LG,5 MM DIA CAP;4 AMP; 240 V AC;W/INDICATOR;SPEC DIN 41576/CEE PACK OF 10;SUIT FUSEHOLDER TERMINAL BLOCK SC04629; | Hardware & Tools
4413 | FUSE,CARTRIDGE | FERRULE;32 MM LG,6.35 MM DIA CAP;5 AMP; 240 V AC;PACK OF 10; | Hardware & Tools
4417 | FUSE,CARTRIDGE | CLIP IN;OFFSET STAGGERED TAGS, (60 MM NOM LG);6 AMP;415 V AC;AS2005, PART 2 (EXCEPT FOR DIMENSIONS); PACK OF 20; | Fuses
4420 | FUSE,CARTRIDGE | BOLT IN;73 MM NOM CENTRES,REF A2,OFFSET TAGS;10 AMP;415 V AC;AS2005,PART 2;SUIT FUSEHOLDERS REF A2 & A3;PACK OF 10; | Fuses
4419 | FUSE,CARTRIDGE | CLIP IN;OFFSET STAGGERED TAGS, (60 MM NOM LG);10 AMP;415 V AC;AS2005, PART 2 (EXCEPT FOR DIMENSIONS);PACK OF 20; | Fuses
4410 | FUSE,CARTRIDGE | CLIP IN;OFFSET STAGGERED TAGS, 60 MM NOM LG);4 AMP;415 V AC;AS2005, PART 2 (EXCEPT FOR DIMENSIONS); PACK OF 20; | Fuses
4409 | FUSE,CARTRIDGE | CLIP IN;OFFSET STAGGERED TAGS, (60 MM NOM LG);2 AMP;415 V AC;AS2005, PART 2 (EXCEPT FOR DIMENSIONS); BOX OF 20; | Fuses
22612 | FUSE,EXTENSION | FBX RMU;11 KV;FUSE EXTENSIONS;SPARE PARTS FOR FBX RMU; | Fuses
2622 | FUSE-SWITCH COMBINATION. | 660 V;630 AMP;SP;SWITCH FUSE UNIT, LV OUTDOOR (LESS FUSE LINK);2 HOLE PALMS TO SUIT M 12 LUGS;C/W 2 OFF M12 X 40 SS BOLT NUT & WASHERS;PACK OF 3,PALLET OF | Switchgear Distribution
21084 | FUSE-SWITCH COMBINATION. | 12/24 KV;100 AMP CONT;8/6 KA,150/70 MVA; EDO;POLYMERIC INSULATION;C/W MTG BRACKET & EARTHING BAR;42 PER PALLET, PALLET WEIGHT 13 KG; | Switchgear Distribution
20024 | FUSE-SWITCH COMBINATION. | PARALLEL FUSE SWITCH;1260 AMP (2 X 630 AMP);DIN SIZE 3 FUSES;SUITABLE FOR WEBER LV SWITCHBOARD VERD3-AU-P01; PACK OF 1,PACK WEIGHT 15 KG; | Fuses
20023 | FUSE-SWITCH COMBINATION. | 630 AMP FUSE SWITCH;1000 AMP BASE;DIN SIZE 3 FUSES;SUITABLE FOR WEBER LV SWITCHBOARD;VER3-L-P07;PACK OF 1 ,PACK WEIGHT 7.0 KG; | Fuses
20022 | FUSE-SWITCH COMBINATION. | 400 AMP FUSE SWITCH;630 AMP BASE;DIN SIZE 2 FUSES;SUITABLE FOR WEBER LV SWITCHBOARD VER2-LP07;PACK OF 1 ,PACK WEIGHT 7.0 KG; | Fuses
15621 | FUSE-SWITCH COMBINATION. | 36 KV;100 AMP CONT;SINGLE PHASE;10 KA SYM,16 KA ASSYM 600 MVA INT CAP;SWITCH FUSE UNIT,EDO (LESS FUSE LINK),200 BIL; QUALITY SYSTEM AS3902;FUSE LINK TO BE | Switchgear Distribution
15083 | FUSE-SWITCH COMBINATION. | 12 KV;100 AMP CONT;3 PHASE;6 KA BREAKING CURRENT;GANGED,OUTDOOR DROPOUT FUSE ISOLATOR;SUPPLIED ASSEMBLED ON A 2.4 M STEEL X-ARM; INC 3 FUSE BASES 72906/24; | Switchgear Distribution
14663 | FUSE-SWITCH COMBINATION. | 12 KV;200 AMP CONT;SINGLE PHASE;20 KA INT CAP;LOAD BREAK SWITCH FOR POLE MTG CAPACITORS; | Fuses
13894 | FUSE-SWITCH COMBINATION. | 500 V;630 AMP;3 PHASE;50 KA MKG CAP;FUSE LINK DIN BLADE TYPE SIZE 1,2 OR 3,TOP OR BOTTOM ENTRY CABLE TERMINATIONS, C/W BUSBAR BOLT INSULATING COVERS; | Hardware & Tools
22546 | FUSE-SWITCH COMBINATION. | 1260 Aamp;Fuse Switch;3 Pole;Bottom Connect,Includes 2 x 630 Amp Fuse Switch Joined Together With Cable Connection Kit;Includes EGX prllel kit w/PSD2 "Jean | Fuses
22509 | FUSE-SWITCH COMBINATION. | JEAN MULLER;LV SWITCHGEAR;160 AMP;3 POLE FUSE SWITCH;C/W ITEM BOTTOM CONNECT, INCLUDES 160 AMP FUSE SWITCH; "JEAN MULLER"; | Fuses
21728 | FUSE-SWITCH COMBINATION. | 660 V;800 AMP;SP;SWITCH FUSE UNIT;LV OUTDOOR (LESS FUSE LINK);2 HOLE PALMS TO SUIT M12 LUGS;C/W 2 OFF M12 X 40 MM S/S BOLT,NUT & WASHERS;PACK OF 3,PACK | Switchgear Distribution
4342 | FUSECARRIER | 45 AMP;FOR NON REWIREABLE SERVICE TYPE FUSE;PACK OF 1;SUIT (OK SERIES) FUSE LINKS & (605FO) FUSEHOLDERS; | Hardware & Tools
13778 | FUSECARRIER | 8 KA RMS;12 KV;FOR DROPOUT FUSE;AS1033; TO SUIT BROWN BOVERI D/O FUSE ISOLATORS SERIES V; | O/Head Line
4344 | FUSECARRIER | 100 AMP;FOR NON REWIREABLE SERVICE TYPE FUSE;PACK OF 1;SUIT (VK SERIES) FUSE LINKS & (609FV) FUSEHOLDERS; | Hardware & Tools
24850 | FUSECARRIER | LV Fuse Holder, 100A max, White c/w House Number Id Plate, suit PFV100 & PFV100695 Base & Carrier Fuse Holders, for use with SC19910 (scm) | O/Head Line
2492049 | FUSECARRIER | 500V, 32A Fuse Carrier, DIN Rail Mtg for gG type 10x38mm Metric Fuses (IEC 60269-2) | Fuses
2489292 | FUSECARRIER | LV Fuse Holder, 100A max, Orange c/w House Number Id Plate, suits PFV100 & PFV100695 Base & Carrier Fuse Holders | Line Hardware
2486173 | FUSECARRIER | Clear Fuse Carrier Test Assembly, c/w Housing Mounted Female Banana Plug | Tools & Equipment
2486165 | FUSECARRIER | Clear Fuse Carrier Test Assembly, c/w lead female banana plug | Tools & Equipment
25483 | FUSECARRIER | LV Fuse Holder, 100A max, Blue c/w House Number Id Plate, suit PFV100 & PFV100695 Base & Carrier Fuse Holders, for use with SC19910 (scm) | Line Hardware
25076 | FUSECARRIER | SC32HWH CARRIER ONLY, WHITE, USED TO REPLACE BLACK CARRIER FOR RETROFITTING TRANSFORMER MONITORING BOXES, BOX QTY 400; | Fuses
24851 | FUSECARRIER | LV Fuse Holder, 100A max, Yellow c/w House Number Id Plate, suit PFV100 & PFV100695 Base & Carrier Fuse Holders, for use with SC19910 & SC24206 (scm) | O/Head Line
22103 | FUSECARRIER | 12kA RMS, 12kV, for Fault Tamer Dropout Fuse, c/w Base Trunnion, AS1033, Bushfire Mitigation | Fuses
21243 | FUSECARRIER | FUSECARRIER COMPLETE FOR ABB SDAF RMU; 14 IN FUSECARRIER;COMPLETE FOR ABB SDAF RMU; | Fuses
15456 | FUSECARRIER | 32 AMP;415 V;FOR HRC CLIP IN OFFSET TAGS ;WHITE;TO SUIT FUSE BASE SC32 "SAFE CLIP";PACK OF 1; | Hardware & Tools
4377 | FUSEHOLDER | FRONT WIRING;20 AMP;CLIP-IN;OFFSET STAGGERED TAGS;PACK OF 1; | Hardware & Tools
10920 | FUSEHOLDER | SURFACE MTG;BACK CONNECTING-TWO STUDS; 32 AMP;415 V AC;BOLT-IN;OFFSET TAGS; BLACK;AS2005;PACK OF 1;FOR CARTRIDGES USE STOCK CODES 02888,04420,04423, | Hardware & Tools
10924 | FUSEHOLDER | SURFACE MTG;BACK CONNECTING-TWO STUDS; 100 AMP;415 V AC;BOLT-IN;OFFSET TAGS; WHITE;AS2005;SUITABLE FOR FITTING COPPER LINK OR HRC CARTRIDGE; | Fuses
23812 | FUSEHOLDER | SURFACE MTG; RS100HWH FUSE FITTING; 100A RS FRONT WIRE; WHITE BODY | Fuses
22466 | FUSEHOLDER | SURFACE MTG;BACK CONNECTING-TWO-STUD; 63 AMP;415 V AC;BOLT-IN;OFFSET TAGS; WHITE;AS2005;SUITABLE FOR FITTING COPPER LINK OF HRC CARTRIDGES;USED IN | Fuses
20787 | FUSEHOLDER | LV TFR ISOLATION;160 AMP;REQUIRES DIN TYPE 00 FUSE;MTG TO BRACKET SC16576; SUITS 6-95 SQ MM CABLE;FOR FUSE LINK REFER TO SC19939 (125 AMP); | Fuses
20285 | FUSEHOLDER | FUSEHOLDER IN-LINE;10 AMP,250 V;PART OF NULEC EXTERNAL POWER CABLE & FUSE ASSEMBLY;CONNECTING EXTERNAL VT SECONDARY TO SECM IN 11 KV RECLOSER; | Fuses
18761 | FUSEHOLDER | 440 V,400 AMP SINGLE PHASE;HVY DUTY SERVICE FUSEHOLDER;FOR INDOOR USE ON INDUSTRIAL SERVICES;J TYPE FUSE LINK CARTRIDGE,SC04466,04474 & 04480 SUIT | Fuses
13960 | FUSEHOLDER | SURFACE OR RAIL MTG (TH35 SECT);FRONT CONN UP TO 16 SQ MM CABLE;32 AMP;415 V AC CLIP-IN;OFFSET TAG;WHITE;AS2005;PACK OF 1;SUITABLE FOR FITTING LINK STOCK | Hardware & Tools
13959 | FUSEHOLDER | SURFACE OR RAIL MTG(TH35 SECT);FRONT CONN UP TO 16 SQ MM CABLE;32 AMP;415 V AC;CLIP-IN;OFFSET TAG;BLACK;AS2005;PACK OF 1;FOR CARTRIDGES USE STOCK CODES | Hardware & Tools
13958 | FUSEHOLDER | SURFACE OR RAIL MTG(TH35 SECT);BACK CONN-TWO STUDS;32 AMP;415 V AC;CLIP-IN; OFFSET TAGS;BLACK;AS2005;PACK OF 1,FOR CARTRIDGES 04409,04410,04417,04419,04424 | Hardware & Tools
13957 | FUSEHOLDER | SURFACE OR RAIL MTG (TH35 SECT);BACK CONN-TWO STUDS;32 AMP;415 V AC;CLIP-IN; OFFSET TAGS;WHITE;AS2005;PACK OF 1; SUITABLE FOR FITTING LINK STOCK CODE | Hardware & Tools
13956 | FUSEHOLDER | SURFACE OR RAIL MTG (TH35 SECT);BACK WIRING UP TO 16 SQ MM CABLE;32 AMP;415 V AC;CLIP-IN;OFFSET TAGS;AS2005;PACK OF 1;SUITABLE FOR FITTING LINK STOCK | Hardware & Tools
11985 | FUSEHOLDER | SURFACE MTG;BACK CONNECTING UP TO 70 SQ MM CABLE;100 AMP;415 V AC;BOLT-IN; OFFSET TAGS;BLACK;AS2005;FOR CARTRIDGES- 100 AMP/STOCK CODE 04459;W/ADAPTOR | Hardware & Tools
10923 | FUSEHOLDER | SURFACE MTG;BACK CONNECTING-TWO STUDS; 63 AMP;690 V AC;BOLT-IN;OFFSET TAGS; BLACK;AS2005;PACK OF 1;FOR CARTRIDGES USE STOCK CODES 02888,04420,04423, | Hardware & Tools
10917 | FUSEHOLDER | SURFACE MTG;BACK CONNECTING-TWO STUDS; 32 AMP;415 V AC;BOLT-IN;OFFSET TAGS; WHITE;AS2005;PACK OF 10;SUITABLE FOR FITTING COPPER LINK OR HRC CARTRIDGE; | Hardware & Tools
4401 | FUSEHOLDER | PANEL TYPE;SURFACE MTG;FRONT ENTRY, 120 SQ MM MAX COND;200 AMP;660 V AC;BOLT BOLT-IN;111 MM NOM CENTRES,REF B2 CARTRIDGE (OFFSET TAGS);70 MM W;AS2005; | Hardware & Tools
4400 | FUSEHOLDER | PANEL TYPE;SURFACE MTG;FRONT ENTRY, 95 SQ MM MAX COND;100 AMP;415 V AC;BOLT- IN 94 MM NOM CENTRES,REF A4 CARTRIDGE (OFFSET TAGS);51 MM W;AS2005,PART 2; | Hardware & Tools
4392 | FUSEHOLDER,BASE & CARRIER | 100 AMP;415 V;PANEL MTG,FRONT ENTRY; 35 SQ MM,DOUBLE TERMINAL;100 MM LG, 44 MM W,90 MM H;SUIT FERRULE CARTRIDGE 22.2 MM DIA,57 MM LG;PACK OF 20;PACK | U/G Pits & Pillars
21086 | FUSEHOLDER,BASE & CARRIER | 100 AMP;250 V;OUTDOOR SERVICE TYPE; SINGLE POLE;6-35 SQ MM INSULATED AL/CU; C/W YELLOW NO PLATE,SPRING FUSE CONTACTS ,& 25 MM YELLOW SHEAR-OFF INDICATORS; | O/Head Line
19910 | FUSEHOLDER,BASE & CARRIER | 100 AMP;500 V;OUTDOOR SERVICE TYPE; SINGLE POLE;6-95 SQ MM INSULATED AL/CU; (P20), PACK WEIGHT 11 KG; C/W Orange Number Plate; | Line Hardware
24206 | FUSEHOLDER,BASE & CARRIER | 100AMP; 500V;OUTDOOR SERVICE TYPE;SINGLE POLE;6-95 SQ MM INSULATED AL/CU; C/W YELLOW NUMBER PLATE; SPECIAL USE FOR FUSE BASE REPLACEMENT PROGRAM; | O/Head Line
17739 | FUSEHOLDER,BASE & CARRIER | 415V, 100A, Service Fuse, Back Wired, 100 x 44 x 90mm, 35mm2 Double Clear Terminal, suit Ferrule Cartridge 22.2mm, 57mm Lg, Contactors & Blades lightly | U/G Pits & Pillars
23933 | FUSESAVER KIT | 100A; KIT CONTAINS 1 X FUSESAVER 100A, 1 X LINE CLAMP ASSEMBLY, 1 X COMMUNICATION MODULE, 1 X BIRD GUARD; | Switchgear Distribution
23945 | FUSESAVER KIT | 32A; KIT CONTAINS 1 X FUSESAVER 32A, 1 X LINE CLAMP ASSEMBLY, 1 X COMMUNICATION MODULE, 1 X BIRD GUARD; | Switchgear Distribution
22409 | FUSESAVER. | RATED;12 KV;100AMP;4 KARMS SELF POWERED; 1 PHASE FAULT INTERRUPTING DEVICE;TRIPS BEFORE FUSE & RECLOSES;RECLOSE CAN BE DISABLED WITH HANDLE;PACK WEIGHT 4.8 KG; | Switchgear Distribution
23750 | FUSESAVER. | RATED;24KV;32 A;1 KA RMS;SELF POWERED; 150mA;SINGLE PHASE FAULT INTERUPTING DEVICE;TRIPS BEFORE USE & RECLOSES; RECLOSE CAN BE DISABLED W/ HANDLE 4.8KG; | Switchgear Distribution
22411 | FUSESAVER. | BIRD GUARD;VERTICAL EPDM FLANGE PREVENTS BIRD OUTAGES;CONNECTS TO END OF THE FUSESAVER TERMINATION,PROTECTED SIDE;144 MM X 162 MM X 50 MM;PACK OF 12, | Switchgear Distribution
22981 | GAS POCKET,TORCH | BLACK PLASTIC;WIND PROOF HOT DEVIL H-07 REFILLABLE BURNER;AUTO IGINITION; REFILLABLE LIGHTER;ADJUSTABLE FLAME HEIGHT;MIN 20 MIN BURN TIME BEFORE | Dangerous Goods
985 | GASKET | CELLULOSE BASED,FIBRE TYPE;ANNULAR;FOR USE ON TRANSFORMERS;44.45 MM OD,25.4 MM ID,1.6 MM THK;BOUND W/NITRILE RUBBER; ASTM D1170-62T,P3442A & ASTM F104-76,F33 | General
2491454 | GASKET | Gasket for Inspection Hatches, suit GL309, GL312, GL314, DT1 72.5, DT1 145 | Substation
2491421 | GASKET | Gasket for Inspection Hatches, O- Ring RI253.37x6.99 EPDM NT1932, suit GE Hypact | Substation
22982 | GASKET | NEOPRENE GASKET;TO SUIT LUCY TEST POINTS (POTP'S);C/W SELF-ADHESIVE BACKING; | General
21247 | GASKET | SWITCH FUSE GASKET;FOR LUCY FRMU RMU; | General
21246 | GASKET | TOP & TEST COVER;COVER GASKET KIT;FOR LUCY FRMU RMU; | General
21245 | GASKET | GASKET MATERIAL;FOR LID & COVERS FOR ABB SDAF RMU;50 M ROLL TO BE CUT INTO 6 M LENGTHS; | General
21241 | GASKET | SWITCH FUSE INDICATOR WINDOW GASKET; FOR LUCY FRMU RMU; | General
19341 | GASKET | OLTC TOP ACCESS GASKET;C1499; | General
19340 | GASKET | NEOPRENE;6 MM;FOR SIDE HATCH ACCESS; C3065; | General
19339 | GASKET | NEOPRENE;6 MM;FOR FRONT HATCH ACCESS; C3064; | General
1001 | GASKET | NITRILE BONDED CORK;ANNULAR;FOR USE ON TRANSFORMERS;85.725 MM OD,68.263 MM ID, 3.2 MM THK;A.S.T.M. F104-83; | General
1000 | GASKET | NITRILE BONDED CORK;ANNULAR;FOR USE ON TRANSFORMERS;82.55 MM OD,57.15 MM ID, 6.4 MM THK;A.S.T.M. F104-83; | General
991 | GASKET | CELLULOSE BASED,FIBRE TYPE;ANNULAR; FOR USE ON TRANSFORMERS;63.5 MM OD, 26.988 MM ID,1.6 MM THK;BOUND W/NITRILE RUBBER;ASTM D1170-62T,P3442A & ASTM F104 | General
993 | GASKET | CELLULOSE BASED,FIBRE TYPE;ANNULAR; FOR USE ON TRANSFORMERS;69.85 MM OD, I44.45 MM ID,1.6 MM THK;BOUND W/NITRILE RUBBER;ASTM D1170-62T,P3442A & ASTM F104 | General
994 | GASKET | NITRILE BONDED CORK;ANNULAR;FOR USE ON TRANSFORMERS;69.85 MM OD,44.45 MM ID, 6.4 MM THK;A.S.T.M. F104-83; | General
998 | GASKET | CELLULOSE BASED,FIBRE TYPE;ANNULAR; FOR USE ON TRANSFORMERS;50.8 MM OD, 17.463 MM ID,1.6 MM THK;BOUND W/NITRILE RUBBER;ASTM D1170-62T,P3442A & ASTM | General
997 | GASKET | NITRILE BONDED CORK;ANNULAR;FOR USE ON TRANSFORMERS;50.8 MM OD,17.463 MM ID, 3.2 MM THK;A.S.T.M. F104-83; | General
988 | GASKET | NITRILE BONDED CORK;ANNULAR;FOR USE ON TRANSFORMERS;44.45 MM OD,14.288 MM ID, 3.2 MM THK;A.S.T.M. F104-83; | General
986 | GASKET | NITRILE BONDED CORK;ANNULAR;FOR USE ON TRANSFORMERS;44.45 MM OD,25.4 MM ID,3.2 MM THK;A.S.T.M. F104-83; BAG OF 100; | General
2488369 | GASKET SET | suit GE F35-145kV GIS | Switchgear Substation
2417616 | GATE | Set Five Bar Field, 2 x 2370mm x 1170mm x 25Nb 4.8m opening, 400mm x 8mm chain Hot Dipped Galv Warwick Gates code; 8' Bar HDG | General Hardware
2496990 | GATE | LA1, Light Box Stay Assy, Adjustable Bolt Together Kit c/w 2 x 8ft Bar Gate, suit most Rural Fencing Applications | General Hardware
2497006 | GATE | LA2, Light Box Stay Assy, Adjustable Bolt Together Kit c/w 2 x 8ft Mesh Gate, suit most Rural Fencing Applications | General Hardware
2496982 | GATE | HA2, Heavy Box Stay Assy, Adjustable Bolt Together Kit c/w 2 x 8ft Mesh Gate, suit High Tension & Reactive Soil | General Hardware
2417665 | GATE | Set Weld Mesh Field Gate 2 x 2370mm x 1170mm x 25Nb 4.8m Opening, 400mm x 8m Chain, Hot Dipped Galv, Warwick Gates code: 8' Bar HDG | General Hardware
2417624 | GATE | Drivable End Assembly with Hinges 1x2100mm (100mmNB/75x75mm angle) post, 1x3250mm x 50NB stay, 1x450mm x 200mm x 6mm Galvanised Drivable Stay Block | General Hardware
2496974 | GATE | HA1, Heavy Box Stay Assy, Adjustable Bolt Together Kit c/w 2 x 8ft Bar Gate, suit High Tension & Reactive Soil | General Hardware
9879 | GATE,FENCE | STEEL;GALV;4200 MM LG,1130 MM H;INCL MTG HINGES & LOCKING CHAIN ACCESSORIES; FOR ACCESS TO PRIVATE PROPERTY; | Misc Non-Contract Items
2471050 | GAUGE | Conductor Diameter Measuring Gauge, AAC, AAAC & CU, Info includes Diameter, Name, Stranding & Colour Of Conductor, 13 mm Aluminium Plate. | Tools & Equipment
2488344 | GAUGE | SF6 Gas Densimeter, suit GE F35-145kV GIS | Switchgear Substation
2477198 | GAUGE | Trunnion Gauge for 19.05mm Acme Threads | Live Line Equipment
2457257 | GAUGE | Conductor Diameter Measuring Gauge, 4 - 32mm OD, Non-conductive, Universal Sunrise Attachment, measurement reading in millimetres | Live Line Equipment
2471068 | GAUGE | Conductor Diameter Measuring Gauge, ACSR, Info includes Diameter, Name, Stranding & Colour Of Conductor, 13 mm Aluminium Plate. | Tools & Equipment
2484079 | GAUGE | Conductor Diameter, Aluminium, Sunrise Attachment (Live Line Tools) | Tools & Equipment
19584 | GAUGE,GLASS | FOR AEI LG1C44 CIRCUIT BREAKER;C881; | Elect & Maintenance Spares
2491447 | GAUGE,PRESSURE | SF6 Pressure Gauage, suit GL309, GL312, GL314, DT1 72.5, DT1 145 | Substation
2491413 | GAUGE,PRESSURE | SF6 Pressure Gauage, suit GE Hypact | Substation
33172 | GAUGE. | GUAGE, OIL LEVEL; TRANSFORMER OIL LEVEL GUAGE WILSON; | O/Head Line
2438372 | GLAND | Brass, A2 Compression Fitting, M32 OD, 20.5 - 26.5mm, Non-armoured c/w Brass Locknuts | U/G Equipment
2438406 | GLAND | Brass, A2 Compression Fitting, M63 OD, 43.5 - 56.0mm, Non-armoured c/w Brass Locknuts (P2) | U/G Equipment
2438414 | GLAND | Brass, A2 Compression Fitting, M75 OD, 56.0 - 65.0mm, Non-armoured c/w Brass Locknuts | U/G Equipment
2438430 | GLAND | Brass, A2 Compression Fitting, M90 OD, 73.0 - 82.0mm, Non-armoured c/w Brass Locknuts | U/G Equipment
2438422 | GLAND | Brass, A2 Compression Fitting, M82 OD, 65.0 - 74.0mm, Non-armoured c/w Brass Locknuts | U/G Equipment
2456598 | GLAND | Brass, A2 Compression Fitting, M63 OD, 32- 42mm, Non-armoured c/w Brass Locknuts, IP68 (P2) (scm) | U/G Equipment
2438398 | GLAND | Brass, A2 Compression Fitting, M50 OD, 34.5 - 43.5mm, Non-armoured c/w Brass Locknuts | U/G Equipment
2438380 | GLAND | Brass, A2 Compression Fitting, M40 OD, 26.5 - 34.5mm, Non-armoured c/w Brass Locknuts | U/G Equipment
4034 | GLASS CLEANER. | GP;EXTRA STRENGTH W/AMMONIA D; 500/750 ML TRIGGER PACK,CARTON OF 6; | PPE, Hardware & Tools
24957 | GLOVE KEEPER | GLOVE CLIP KEEPER TO HOLD WORK GLOVES; DIELECTRIC NON- CORROSIVE; ATTACHES TO BELT LOOP OR POCKET; | Hardware & Tools
20182 | GLOVES | Leather Outer Glove, Size 13, Goat Skin, Velcro Strap, for Class 00 & 0 Gloves, AS/NZS2161.3:2005, EN388 & EN420 | Live Line Equipment
2489391 | GLOVES | Inners, One size Fits All, 100% Knitted Cotton, Seamless Construction, Cream | Hardware & Tools
2479186 | GLOVES | Flying, Nomex, FR, Touch Screen Compatible, Size 12 | HS & PPE
2479178 | GLOVES | Flying, Nomex, FR, Touch Screen Compatible, Size 11 | HS & PPE
2479160 | GLOVES | Flying, Nomex, FR, Touch Screen Compatible, Size 10 | HS & PPE
2479152 | GLOVES | Flying, Nomex, FR, Touch Screen Compatible, Size 9 | HS & PPE
2479145 | GLOVES | Flying, Nomex, FR, Touch Screen Compatible, Size 8 | HS & PPE
2462117 | GLOVES | Inner for HV Insulating Gloves, Size XXL Nylon Shell with PU Coating | PPE, Hardware & Tools
24729 | GLOVES | Inner for HV Insulating Gloves, Size S, Nylon Shell with PU Coating | PPE, Hardware & Tools
15712 | GLOVES,CHEMICAL,PROTECTIVE | PVC;SIZE 95;GREEN;CUFF SIZE 45 MM; | PPE, Hardware & Tools
16957 | GLOVES,CHEMICAL,PROTECTIVE | NITRILE;LARGE SIZE;BLUE;DISPOSABLE,LIGHT WEIGHT,POWDER FREE;BOX OF 100; AMBIDEXTROUS GLOVES;USED BY SUBSTATIONS WHEN WORKING WITH TRANSFORMER OIL***NOTE | HS & PPE
21375 | GLOVES,CLOTH | MEN'S;ENGINEERED MED WEIGHT CUT RESISTANT YARN;FLAME/HEAT RETARDANT TREATED;GREEN/GREY SEAMLESS KNITTED GLOVE;SIZE 8; | PPE, Hardware & Tools
24730 | GLOVES,CLOTH | NYLON GLOVE FOR USE INSIDE OF INSULATING GLOVES; COATED WITH POLYURETHANE; SIZE : MEDIUM | PPE, Hardware & Tools
2452417 | GLOVES,CLOTH | MEN'S;ENGINEERED MED WEIGHT CUT RESISTANT YARN;FLAME/HEAT RETARDANT TREATED;GREEN/GREY SEAMLESS KNITTED GLOVE;SIZE 7; | PPE, Hardware & Tools
24732 | GLOVES,CLOTH | NYLON GLOVE FOR USE INSIDE OF INSULATING GLOVES; COATED WITH POLYURETHANE; SIZE : EXTRA LARGE | PPE, Hardware & Tools
24731 | GLOVES,CLOTH | NYLON GLOVE FOR USE INSIDE OF INSULATING GLOVES; COATED WITH POLYURETHANE; SIZE : LARGE | PPE, Hardware & Tools
21377 | GLOVES,CLOTH | MEN'S;ENGINEERED MED WEIGHT CUT RESISTANT YARN;FLAME/HEAT RETARDANT TREATED;GREEN/GREY SEAMLESS KNITTED GLOVE;SIZE 10; | PPE, Hardware & Tools
21376 | GLOVES,CLOTH | MEN'S;ENGINEERED MED WEIGHT CUT RESISTANT YARN;FLAME/HEAT RETARDANT TREATED;GREEN/GREY SEAMLESS KNITTED GLOVE;SIZE 9; | PPE, Hardware & Tools
17029 | GLOVES,CLOTH | COTTON 100%;EXTENDED CUFFS;ONE SIZE MULTIFIT;WORN AS A LINER IN RUBBER INSULATING GLOVES,CLASS O & OO GLOVES; THIS GLOVE IS THICKER THAN THE OTHER | PPE, Hardware & Tools
16260 | GLOVES,CLOTH | COTTON,100%;GAUNTLET CUFFS;SIZE 10; STRETCH FIT;(35 CM LG);WORN AS A LINER GLOVE IN RUBBER INSULATING GLOVES, CLASS 0 & 00 GLOVES; | PPE, Hardware & Tools
16258 | GLOVES,CLOTH | COTTON,100%;GAUNTLET CUFFS;SIZE 9 STRETCH FIT (35 CM LG);WORN AS A LINER GLOVE IN RUBBER INSULATING GLOVES; ,CLASS 0 & 00 GLOVES; | Hardware & Tools
13806 | GLOVES,DISPOSABLE | Medical, First-Aid, Nitrile, Large Size, Non-Sterile, supplied in Dispensing Box | HS & PPE
2474591 | GLOVES,DISPOSABLE | Nitrile Glove; Size Large; 1 Pair only, Disposable. | HS & PPE
2470953 | GLOVES,DISPOSABLE | Megaman Industrial Glove, Size XXXL, Nitrile, Black, for handling Oil | PPE, Hardware & Tools
2470938 | GLOVES,DISPOSABLE | Megaman Industrial Glove, Size XL, Nitrile, Black, for handling Oil | PPE, Hardware & Tools
2470946 | GLOVES,DISPOSABLE | Megaman Industrial Glove, Size XXL, Nitrile, Black, for handling Oil | PPE, Hardware & Tools
2470920 | GLOVES,DISPOSABLE | Megaman Industrial Glove, Size L, Nitrile, Black, for handling Oil | PPE, Hardware & Tools
2470912 | GLOVES,DISPOSABLE | Megaman Industrial Glove, Size M, Nitrile, Black, for handling Oil | PPE, Hardware & Tools
2470862 | GLOVES,DISPOSABLE | Megaman Industrial Glove, Size S, Nitrile, Black, for handling Oil | PPE, Hardware & Tools
1973 | GLOVES,ELECTRICAL WORKER'S | INSULATING ELASTOMER;1000 V AC;RMS; 1500 V DC WORKING VOLTAGE;CLASS O; SIZE 11,410 MM LG NON ROLLED CUFF; CATEGORY RC COMPLYING WITH IEC60903; | Hardware & Tools
17084 | GLOVES,ELECTRICAL WORKER'S | Electrical Rubber 1000V, Working Class: 0, Size: 8 Yellow | PPE, Hardware & Tools
17087 | GLOVES,ELECTRICAL WORKER'S | Rubber, InsulatingClass 0, Size 9.5, Max 1000V AC,ANSI/ASTM D120, Yellow | PPE, Hardware & Tools
17088 | GLOVES,ELECTRICAL WORKER'S | Electrical Rubber 1000V, Working Class: 0, Size: 10, Yellow. | PPE, Hardware & Tools
17086 | GLOVES,ELECTRICAL WORKER'S | Electrical Rubber 1000V, Working Class: 0, Size: 9, Yellow | PPE, Hardware & Tools
17085 | GLOVES,ELECTRICAL WORKER'S | Rubber, InsulatingClass 0, Size 8.5, Max 1000V AC,ANSI/ASTM D120, Yellow | PPE, Hardware & Tools
17089 | GLOVES,ELECTRICAL WORKER'S | Rubber, InsulatingClass 0, Size 10.5, Max 1000V AC,ANSI/ASTM D120, Yellow | PPE, Hardware & Tools
17165 | GLOVES,ELECTRICAL WORKER'S | Ansell ActivArmr, Class 00, 500VAC, Size 8, Insulating Rubber, Red, Straight Cuff, 280mm (11") Lg, ASTM D120 | PPE, Hardware & Tools
2428001 | GLOVES,ELECTRICAL WORKER'S | Class 2, Size 8, Natural Rubber, Black, Straight Cuff, 16" (400mm Lg) | PPE, Hardware & Tools
25496 | GLOVES,ELECTRICAL WORKER'S | Electriflex Linesman, Class 4, 36kVAC, Size 11, Insulating Natural Rubber, Red/Black, Contour Cuff | Hardware & Tools
25495 | GLOVES,ELECTRICAL WORKER'S | Electriflex Linesman, Class 4, 36kVAC, Size 10.5, Insulating Natural Rubber, Red/Black, Contour Cuff | Hardware & Tools
25494 | GLOVES,ELECTRICAL WORKER'S | Electriflex Linesman, Class 4, 36kVAC, Size 10, Insulating Natural Rubber, Red/Black, Contour Cuff | Hardware & Tools
25493 | GLOVES,ELECTRICAL WORKER'S | Electriflex Linesman, Class 4, 36kVAC, Size 9.5, Insulating Natural Rubber, Red/Black, Contour Cuff | Hardware & Tools
25492 | GLOVES,ELECTRICAL WORKER'S | Electriflex Linesman, Class 4, 36kVAC, Size 9, Insulating Natural Rubber, Red/Black, Contour Cuff | Hardware & Tools
24936 | GLOVES,ELECTRICAL WORKER'S | Electriflex Linesman, Class 2, 17kVAC, Size 11, Insulating Natural Rubber, Yellow/Black, Straight Cuff | Hardware & Tools
24935 | GLOVES,ELECTRICAL WORKER'S | Electriflex Linesman, Class 2, 17kVAC, Size 10.5, Insulating Natural Rubber, Yellow/Black, Straight Cuff | Hardware & Tools
24934 | GLOVES,ELECTRICAL WORKER'S | Electriflex Linesman, Class 2, 17kVAC, Size 10, Insulating Natural Rubber, Yellow/Black, Straight Cuff | Hardware & Tools
2489888 | GLOVES,ELECTRICAL WORKER'S | Electriflex Linemans, Class 3, 26.5kVAC, Size 12, Insulating Natural Rubber, Yellow/Black, Straight Cuff, 16" (400mm Lg) | Hardware & Tools
2489870 | GLOVES,ELECTRICAL WORKER'S | Electriflex Linemans, Class 3, 26.5kVAC, Size 11, Insulating Natural Rubber, Yellow/Black, Straight Cuff, 16" (400mm Lg) | Hardware & Tools
2489862 | GLOVES,ELECTRICAL WORKER'S | Electriflex Linemans, Class 3, 26.5kVAC, Size 10.5, Insulating Natural Rubber, Yellow/Black, Straight Cuff, 16" (400mm Lg) | Hardware & Tools
2489854 | GLOVES,ELECTRICAL WORKER'S | Electriflex Linemans, Class 3, 26.5kVAC, Size 10, Insulating Natural Rubber, Yellow/Black, Straight Cuff, 16" (400mm Lg) | Hardware & Tools
2489847 | GLOVES,ELECTRICAL WORKER'S | Electriflex Linemans, Class 3, 26.5kVAC, Size 9.5, Insulating Natural Rubber, Yellow/Black, Straight Cuff, 16" (400mm Lg) | Hardware & Tools
2489839 | GLOVES,ELECTRICAL WORKER'S | Electriflex Linemans, Class 3, 26.5kVAC, Size 9, Insulating Natural Rubber, Yellow/Black, Straight Cuff, 16" (400mm Lg) | Hardware & Tools
2489821 | GLOVES,ELECTRICAL WORKER'S | Electriflex Linemans, Class 3, 26.5kVAC, Size 8.5, Insulating Natural Rubber, Yellow/Black, Straight Cuff, 16" (400mm Lg) | Hardware & Tools
2489813 | GLOVES,ELECTRICAL WORKER'S | Electriflex Linemans, Class 3, 26.5kVAC, Size 8, Insulating Natural Rubber, Yellow/Black, Straight Cuff, 16" (400mm Lg) | Hardware & Tools
2428217 | GLOVES,ELECTRICAL WORKER'S | Class 4, Size 9H, Natural Rubber, Black, Straight Cuff, 18" (450mm Lg) | PPE, Hardware & Tools
2498723 | GLOVES,ELECTRICAL WORKER'S | Novax, Class 0, Size 6, Insulating Rubber, Yellow, 360mm Lg | Hardware & Tools
2498715 | GLOVES,ELECTRICAL WORKER'S | Novax, Class 00, Size 6, Insulating Rubber, Orange, 280mm Lg | Hardware & Tools
2490365 | GLOVES,ELECTRICAL WORKER'S | Salisbury Honeywell, Class 00, 500VAC, Size 11, Insulating Natural Rubber, Red, Straight Cuff, 280mm (11") Lg, ASTM D120 - 02A | Hardware & Tools
2490357 | GLOVES,ELECTRICAL WORKER'S | Salisbury Honeywell, Class 00, 500VAC, Size 10.5, Insulating Natural Rubber, Red, Straight Cuff, 280mm (11") Lg, ASTM D120 - 02A | Hardware & Tools
2490340 | GLOVES,ELECTRICAL WORKER'S | Salisbury Honeywell, Class 00, 500VAC, Size 10, Insulating Natural Rubber, Red, Straight Cuff, 280mm (11") Lg, ASTM D120 - 02A | Hardware & Tools
2490332 | GLOVES,ELECTRICAL WORKER'S | Salisbury Honeywell, Class 00, 500VAC, Size 9.5, Insulating Natural Rubber, Red, Straight Cuff, 280mm (11") Lg, ASTM D120 - 02A | Hardware & Tools
2490324 | GLOVES,ELECTRICAL WORKER'S | Salisbury Honeywell, Class 00, 500VAC, Size 9, Insulating Natural Rubber, Red, Straight Cuff, 280mm (11") Lg, ASTM D120 - 02A | Hardware & Tools
2490316 | GLOVES,ELECTRICAL WORKER'S | Salisbury Honeywell, Class 00, 500VAC, Size 8.5, Insulating Natural Rubber, Red, Straight Cuff, 280mm (11") Lg, ASTM D120 - 02A | Hardware & Tools
2490308 | GLOVES,ELECTRICAL WORKER'S | Salisbury Honeywell, Class 00, 500VAC, Size 8, Insulating Natural Rubber, Red, Straight Cuff, 280mm (11") Lg, ASTM D120 - 02A | Hardware & Tools
2490290 | GLOVES,ELECTRICAL WORKER'S | Salisbury Honeywell, Class 00, 500VAC, Size 7, Insulating Natural Rubber, Red, Straight Cuff, 280mm (11") Lg, ASTM D120 - 02A | Hardware & Tools
2428209 | GLOVES,ELECTRICAL WORKER'S | Class 4, Size 9, Natural Rubber, Black, Straight Cuff, 18" (450mm Lg) | PPE, Hardware & Tools
2428084 | GLOVES,ELECTRICAL WORKER'S | Class 2, Size 12, Natural Rubber, Black, Straight Cuff, 16" (400mm Lg) | Live Line Equipment
2428068 | GLOVES,ELECTRICAL WORKER'S | Class 2, Size 11, Natural Rubber, Black, Straight Cuff, 16" (400mm Lg) | PPE, Hardware & Tools
2428050 | GLOVES,ELECTRICAL WORKER'S | Class 2, Size 10H, Natural Rubber, Black Straight Cuff, 16" (400mm Lg) | PPE, Hardware & Tools
2428043 | GLOVES,ELECTRICAL WORKER'S | Class 2, Size 10, Natural Rubber, Black, Straight Cuff, 16" (400mm Lg) | PPE, Hardware & Tools
2428035 | GLOVES,ELECTRICAL WORKER'S | Class 2, Size 9H, Natural Rubber, Black, Straight Cuff, 16" (400mm Lg) | PPE, Hardware & Tools
2428027 | GLOVES,ELECTRICAL WORKER'S | Class 2, Size 9, Natural Rubber, Black, Straight Cuff, 16" (400mm Lg) | PPE, Hardware & Tools
2428019 | GLOVES,ELECTRICAL WORKER'S | Class 2, Size 8H, Natural Rubber, Black, Straight Cuff, 16" (400mm Lg) | PPE, Hardware & Tools
2428266 | GLOVES,ELECTRICAL WORKER'S | Class 4, Size 12, Natural Rubber, Black, Straight Cuff, 18" (450mm Lg) | Hardware & Tools
2428241 | GLOVES,ELECTRICAL WORKER'S | Class 4, Size 11, Natural Rubber, Black, Straight Cuff, 18" (450mm Lg) | PPE, Hardware & Tools
2428233 | GLOVES,ELECTRICAL WORKER'S | Class 4, Size 10H, Natural Rubber, Black Straight Cuff, 18" (450mm Lg) | PPE, Hardware & Tools
2428225 | GLOVES,ELECTRICAL WORKER'S | Class 4, Size 10, Natural Rubber, Black, Straight Cuff, 18" (450mm Lg) | PPE, Hardware & Tools
24933 | GLOVES,ELECTRICAL WORKER'S | Electriflex Linesman, Class 2, 17kVAC, Size 9.5, Insulating Natural Rubber, Yellow/Black, Straight Cuff | Hardware & Tools
24932 | GLOVES,ELECTRICAL WORKER'S | Electriflex Linesman, Class 2, 17kVAC, Size 9, Insulating Natural Rubber, Yellow/Black, Straight Cuff | Hardware & Tools
24931 | GLOVES,ELECTRICAL WORKER'S | Electriflex Linesman, Class 2, 17kVAC, Size 8.5, Insulating Natural Rubber, Yellow/Black, Straight Cuff | Hardware & Tools
24930 | GLOVES,ELECTRICAL WORKER'S | Electriflex Linesman, Class 2, 17kVAC, Size 8, Insulating Natural Rubber, Yellow/Black, Straight Cuff | Hardware & Tools
24856 | GLOVES,ELECTRICAL WORKER'S | Ansell ActivArmr, Class 00, 500VAC, Size 7, Insulating Rubber, Red, Straight Cuff, 280mm (11") Lg, ASTM D120 | PPE, Hardware & Tools
24855 | GLOVES,ELECTRICAL WORKER'S | Rubber, InsulatingClass 0, Size 7, Max 1000V AC,ANSI/ASTM D120, Yellow ANSI/ASTM D120; | PPE, Hardware & Tools
22609 | GLOVES,ELECTRICAL WORKER'S | Ansell ActivArmr, Class 00, 500VAC, Size 8.5, Insulating Rubber, Red, Straight Cuff, 280mm (11") Lg, ASTM D120 | PPE, Hardware & Tools
17170 | GLOVES,ELECTRICAL WORKER'S | Ansell ActivArmr, Class 00, 500VAC, Size 11, Insulating Rubber, Red, Straight Cuff, 280mm (11") Lg, ASTM D120 | PPE, Hardware & Tools
17169 | GLOVES,ELECTRICAL WORKER'S | Ansell ActivArmr, Class 00, 500VAC, Size 10.5, Insulating Rubber, Red, Straight Cuff, 280mm (11") Lg, ASTM D120 | PPE, Hardware & Tools
17168 | GLOVES,ELECTRICAL WORKER'S | Ansell ActivArmr, Class 00, 500VAC, Size 10, Insulating Rubber, Red, Straight Cuff, 280mm (11") Lg, ASTM D120 | PPE, Hardware & Tools
17167 | GLOVES,ELECTRICAL WORKER'S | Ansell ActivArmr, Class 00, 500VAC, Size 9.5, Insulating Rubber, Red, Straight Cuff, 280mm (11") Lg, ASTM D120 | PPE, Hardware & Tools
17166 | GLOVES,ELECTRICAL WORKER'S | Ansell ActivArmr, Class 00, 500VAC, Size 9, Insulating Rubber, Red, Straight Cuff, 280mm (11") Lg, ASTM D120 | PPE, Hardware & Tools
17090 | GLOVES,ELECTRICAL WORKER'S | Electrical Rubber 1000V, Working Class: 0, Size: 11, Yellow. | PPE, Hardware & Tools
10423 | GLOVES,LEATHER. | MEN'S WELDING;FULL LENGTH REINFORCED PALM;BLUE BUTTHIDE KELVAR GAUNTLET; NOM 40 CM LG;FULLY LINED; | PPE, Hardware & Tools
17854 | GLOVES,LEATHER. | MEN'S;STRAPPED CUFF;SIZE 8; MIN CLASS 3; KANGAROO LEATHER;TO BE USED WITH LV INSULATING GLOVE; | Hardware & Tools
19103 | GLOVES,LEATHER. | MEN'S EXTENDED LEATHER GAUNTLET;SIZE 11; GOATSKIN;PROTECTOR CLASS 2/4 GLOVE; LIVE-LINE OUTER; | PPE, Hardware & Tools
19102 | GLOVES,LEATHER. | MEN'S EXTENDED LEATHER GAUNTLET; SIZE 10;GOATSKIN;PROTECTOR CLASS 2/4 GLOVE; LIVE-LINE OUTER; | PPE, Hardware & Tools
19101 | GLOVES,LEATHER. | MEN'S EXTENDED LEATHER GAUNTLET;SIZE 9; GOATSKIN;PROTECTOR CLASS 2/4 GLOVE;LIVE- LINE OUTER; | PPE, Hardware & Tools
17859 | GLOVES,LEATHER. | MEN'S;STRAPPED CUFF;SIZE 11; MIN CLASS 3;KANGAROO LEATHER;TO BE USED WITH LV INSULATING GLOVE; | Hardware & Tools
17858 | GLOVES,LEATHER. | MEN'S;STRAPPED CUFF;SIZE 10-1/2;MIN CLASS 3;KANGAROO LEATHER;TO BE USED WITH LV INSULATING GLOVE; CTN QTY 150; | Hardware & Tools
17857 | GLOVES,LEATHER. | MEN'S;STRAPPED CUFF;SIZE 10;MIN CLASS 3;KANGAROO LEATHER;TO BE USED WITH LV INSULATING GLOVE; CTN QTY 150; | Hardware & Tools
17856 | GLOVES,LEATHER. | MEN'S;STRAPPED CUFF;SIZE 9-1/2; MIN CLASS 3;KANGAROO LEATHER;TO BE USED WITH LV INSULATING GLOVE; | Hardware & Tools
17855 | GLOVES,LEATHER. | MEN'S;STRAPPED CUFF;SIZE 9; MIN CLASS 3; KANGAROO LEATHER;TO BE USED WITH LV INSULATING GLOVE; | Hardware & Tools
17853 | GLOVES,LEATHER. | MEN'S;STRAPPED CUFF;SIZE 7; MIN CLASS 3; KANGAROO LEATHER;TO BE USED WITH LV INSULATING GLOVE; | Hardware & Tools
17178 | GLOVES,LEATHER. | MEN'S;EXTENDED CUFF WITH STRAP;SIZE 10-1/2;COW HIDE;TO BE USED WITH LV INSULATING GLOVE STOCK CODE 17169 CLASS OO; | Hardware & Tools
24790 | GLOVES,PROTECTIVE | MaxiChem, Size 10, Neoprene, for handling Oils & Chemicals like Solvents, Acids, Hydrocarbons, Oil, Grease, Organic Solvents | PPE, Hardware & Tools
24788 | GLOVES,PROTECTIVE | MaxiChem, Size 8, Neoprene, for handling Oils & Chemicals like Solvents, Acids, Hydrocarbons, Oil, Grease, Organic Solvents | PPE, Hardware & Tools
24787 | GLOVES,PROTECTIVE | MaxiChem, Size 7, Neoprene, for handling Oils & Chemicals like Solvents, Acids, Hydrocarbons, Oil, Grease, Organic Solvents | PPE, Hardware & Tools
24824 | GLOVES,PROTECTIVE | MAXICUT 5; PREFERRED GENERAL PURPOSE WORK GLOVE; HIGH CUT & PUNTURE RESISTANT; MICRO-FOAM NITRILE COATING; SIZE 6; | PPE, Hardware & Tools
24786 | GLOVES,PROTECTIVE | MAXICUT 5; PREFERRED GENERAL PURPOSE WORK GLOVE; HIGH CUT & PUNTURE RESISTANT; MICRO-FOAM NITRILE COATING; SIZE 12; VENDING PACKS | PPE, Hardware & Tools
24785 | GLOVES,PROTECTIVE | MAXICUT 5; PREFERRED GENERAL PURPOSE WORK GLOVE; HIGH CUT & PUNTURE RESISTANT; MICRO-FOAM NITRILE COATING; SIZE 11; VENDING PACKS | PPE, Hardware & Tools
24784 | GLOVES,PROTECTIVE | MAXICUT 5; PREFERRED GENERAL PURPOSE WORK GLOVE; HIGH CUT & PUNTURE RESISTANT; MICRO-FOAM NITRILE COATING; SIZE 10; VENDING PACK | PPE, Hardware & Tools
24783 | GLOVES,PROTECTIVE | MAXICUT 5; PREFERRED GENERAL PURPOSE WORK GLOVE; HIGH CUT & PUNTURE RESISTANT; MICRO-FOAM NITRILE COATING; SIZE 9;(VENDING PACKS) | PPE, Hardware & Tools
24799 | GLOVES,PROTECTIVE | MaxiFlex Elite, Size 8, Micro-Foam Nitrile Coating, High Dexterity, 25% Thinner GP Glove for Sensitive Handling | PPE, Hardware & Tools
24798 | GLOVES,PROTECTIVE | MaxiFlex Elite, Size 7, Micro-Foam Nitrile Coating, High Dexterity, 25% Thinner GP Glove for Sensitive Handling | PPE, Hardware & Tools
24797 | GLOVES,PROTECTIVE | MaxiFlex Elite, Size 6, Micro-Foam Nitrile Coating, High Dexterity, 25% Thinner GP Glove for Sensitive Handling | PPE, Hardware & Tools
24796 | GLOVES,PROTECTIVE | MaxiDry GP, Size 11, Neoprene Non-Slip, Fully Coated Gauntlet, Shortcuff, for handling Chemicals like Solvents, Acids, Hydrocarbons, Oil, Grease, Organic | PPE, Hardware & Tools
24795 | GLOVES,PROTECTIVE | MaxiDry GP, Size 10, Neoprene Non-Slip, Fully Coated Gauntlet, Shortcuff, for handling Chemicals like Solvents, Acids, Hydrocarbons, Oil, Grease, Organic | PPE, Hardware & Tools
24794 | GLOVES,PROTECTIVE | MaxiDry GP, Size 9, Neoprene Non-Slip, Fully Coated Gauntlet, Shortcuff, for handling Chemicals like Solvents, Acids, Hydrocarbons, Oil, Grease, Organic | PPE, Hardware & Tools
24793 | GLOVES,PROTECTIVE | MaxiDry GP, Size 8, Neoprene Non-Slip, Fully Coated Gauntlet, Shortcuff, for handling Chemicals like Solvents, Acids, Hydrocarbons, Oil, Grease, Organic | PPE, Hardware & Tools
24792 | GLOVES,PROTECTIVE | MaxiDry GP, Size 7, Neoprene Non-Slip, Fully Coated Gauntlet, Shortcuff, for handling Chemicals like Solvents, Acids, Hydrocarbons, Oil, Grease, Organic | PPE, Hardware & Tools
24791 | GLOVES,PROTECTIVE | MaxiChem, Size 11, Neoprene, for handling Oils & Chemicals like Solvents, Acids, Hydrocarbons, Oil, Grease, Organic Solvents | PPE, Hardware & Tools
24925 | GLOVES,PROTECTIVE | MecDex, Rough Impact Pro C5, Size XXXL, Cut Level 5, Flexible Tough Leather, Knuckle & Finger Impact Protection, Cut Protection & Foam Padded Palm | PPE, Hardware & Tools
24924 | GLOVES,PROTECTIVE | MecDex, Rough Impact Pro C5, Size XXL, Cut Level 5, Flexible Tough Leather, Knuckle & Finger Impact Protection, Cut Protection & Foam Padded Palm | PPE, Hardware & Tools
24923 | GLOVES,PROTECTIVE | MecDex, Rough Impact Pro C5, Size XL, Cut Level 5, Flexible Tough Leather, Knuckle & Finger Impact Protection, Cut Protection & Foam Padded Palm | PPE, Hardware & Tools
24922 | GLOVES,PROTECTIVE | MecDex, Rough Impact Pro C5, Size L, Cut Level 5, Flexible Tough Leather, Knuckle & Finger Impact Protection, Cut Protection & Foam Padded Palm | PPE, Hardware & Tools
24921 | GLOVES,PROTECTIVE | MecDex, Rough Impact Pro C5, Size M, Cut Level 5, Flexible Tough Leather, Knuckle & Finger Impact Protection, Cut Protection & Foam Padded Palm | PPE, Hardware & Tools
24920 | GLOVES,PROTECTIVE | MecDex, Rough Impact Pro C5, Size S, Cut Level 5, Flexible Tough Leather, Knuckle & Finger Impact Protection, Cut Protection & Foam Padded Palm | PPE, Hardware & Tools
24802 | GLOVES,PROTECTIVE | MaxiFlex Elite, Size 11, Micro-Foam Nitrile Coating, High Dexterity, 25% Thinner GP Glove for Sensitive Handling | PPE, Hardware & Tools
24801 | GLOVES,PROTECTIVE | Micro Foam Nitrile Grey Black, Band Size 10 XL Helio 101 Wirra | PPE, Hardware & Tools
24800 | GLOVES,PROTECTIVE | MaxiFlex Elite, Size 9, Micro-Foam Nitrile Coating, High Dexterity, 25% Thinner GP Glove for Sensitive Handling | PPE, Hardware & Tools
2477354 | GLOVES,PROTECTIVE | G-Flex Dynamax C5 AirTouch Fingerless Gloves, Size 11, Polyurethane Cut Resistant Gloves, Fingerless Thumb, Fore & Index. Restricted Issue refer | HS & PPE
2477313 | GLOVES,PROTECTIVE | G-Flex Dynamax C5 AirTouch Fingerless Gloves, Size 10, Polyurethane Cut Resistant Gloves, Fingerless Thumb, Fore & Index. Restricted Issue refer | HS & PPE
2477305 | GLOVES,PROTECTIVE | G-Flex Dynamax C5 AirTouch Fingerless Gloves, Size 9, Polyurethane Cut Resistant Gloves, Fingerless Thumb, Fore & Index. Restricted Issue refer | HS & PPE
2477297 | GLOVES,PROTECTIVE | G-Flex Dynamax C5 AirTouch Fingerless Gloves, Size 8, Polyurethane Cut Resistant Gloves, Fingerless Thumb, Fore & Index. Restricted Issue refer | HS & PPE
2477289 | GLOVES,PROTECTIVE | G-Flex Dynamax C5 AirTouch Fingerless Gloves, Size 7, Polyurethane Cut Resistant Gloves, Fingerless Thumb, Fore & Index. Restricted Issue refer | HS & PPE
2485381 | GLOVES,PROTECTIVE | Bamboo TwinFlex, Size 11, Cut Level D, 18 Gauge, Protective Coating on Palms & Fingers, Knitted Cuff, Green/Black, for Dry & Slightly Damp/Oily Conditions | Hardware & Tools
2485373 | GLOVES,PROTECTIVE | Bamboo TwinFlex, Size 10, Cut Level D, 18 Gauge, Protective Coating on Palms & Fingers, Knitted Cuff, Green/Black, for Dry & Slightly Damp/Oily Conditions | Hardware & Tools
2485365 | GLOVES,PROTECTIVE | Bamboo TwinFlex, Size 9, Cut Level D, 18 Gauge, Protective Coating on Palms & Fingers, Knitted Cuff, Green/Black, for Dry & Slightly Damp/Oily Conditions | Hardware & Tools
2485357 | GLOVES,PROTECTIVE | Bamboo TwinFlex, Size 8, Cut Level D, 18 Gauge, Protective Coating on Palms & Fingers, Knitted Cuff, Green/Black, for Dry & Slightly Damp/Oily Conditions | Hardware & Tools
2485340 | GLOVES,PROTECTIVE | Bamboo TwinFlex, Size 7, Cut Level D, 18 Gauge, Protective Coating on Palms & Fingers, Knitted Cuff, Green/Black, for Dry & Slightly Damp/Oily Conditions | Hardware & Tools
2418796 | GLOVES,PROTECTIVE | Mechanical Protection, Size 11, Rating 5 for Cut Protection, Knitted Material c/w Protective Coating on Palms & Fingers | Hardware & Tools
2418788 | GLOVES,PROTECTIVE | Mechanical Protection, Size 10, Rating 5 for Cut Protection, Knitted Material c/w Protective Coating on Palms & Fingers | Hardware & Tools
2418770 | GLOVES,PROTECTIVE | Mechanical Protection, Size 9, Rating 5 for Cut Protection, Knitted Material c/w Protective Coating on Palms & Fingers | Hardware & Tools
2418762 | GLOVES,PROTECTIVE | Mechanical Protection, Size 8, Rating 5 for Cut Protection, Knitted Material c/w Protective Coating on Palms & Fingers | Hardware & Tools
24956 | GLOVES,PROTECTIVE | Leather Protectors, NexGen, use with Size 11 Electriflex Rubber Gloves, suit Class 2, 3 & 4 | Hardware & Tools
24955 | GLOVES,PROTECTIVE | Leather Protectors, NexGen, use with Size 10.5 Electriflex Rubber Gloves, suit Class 2, 3 & 4 | Hardware & Tools
24954 | GLOVES,PROTECTIVE | Leather Protectors, NexGen, use with Size 10 Electriflex Rubber Gloves, suit Class 2, 3 & 4 | Hardware & Tools
24953 | GLOVES,PROTECTIVE | Leather Protectors, NexGen, use with Size 9.5 Electriflex Rubber Gloves, suit Class 2, 3 & 4 | Hardware & Tools
24952 | GLOVES,PROTECTIVE | Leather Protectors, NexGen, use with Size 9 Electriflex Rubber Gloves, suit Class 2, 3 & 4 | Hardware & Tools
24951 | GLOVES,PROTECTIVE | Leather Protectors, NexGen, use with Size 8.5 Electriflex Rubber Gloves, suit Class 2, 3 & 4 | Hardware & Tools
24950 | GLOVES,PROTECTIVE | Leather Protectors, NexGen, use with Size 8 Electriflex Rubber Gloves, suit Class 2, 3 & 4 | Hardware & Tools
24782 | GLOVES,PROTECTIVE | MAXICUT 5; PREFERRED GENERAL PURPOSE WORK GLOVE; HIGH CUT & PUNTURE RESISTANT; MICRO-FOAM NITRILE COATING; SIZE 8;(VENDING PACKS) | PPE, Hardware & Tools
24781 | GLOVES,PROTECTIVE | MAXICUT 5; PREFERRED GENERAL PURPOSE WORK GLOVE; HIGH CUT & PUNTURE RESISTANT; MICRO-FOAM NITRILE COATING; SIZE 7; (VENDING PACKS) | PPE, Hardware & Tools
1974 | GLOVES,RUBBER | MEN'S UTILITY;SILVER LINED; SIZE 9 ;12 PER PACK; | PPE, Hardware & Tools
2001 | GOGGLES,INDUSTRIAL | GAS WELDING TYPE;ONE PIECE,DOUBLE APERATURE;SOFT COVERALL,LIFT FRONT; GLASS FILTER LENS SHADE NO.5;W/CLEAR COVER & CHIPPING LENS;AS1337, | PPE, Hardware & Tools
23294 | GOGGLES,INDUSTRIAL | GOGGLE; DURAMAXX; ANTIFOG; HONEYWELL; BLUE/GREY BODY; TSR GREY PC;FABRIC HEAD BAND;OTG CAPABLE;POLYCARBONATE;95 GRAMS; ADJUSTABLE;LIGHTWEIGHT;ANTIFOG;FLEXIBLE; | PPE, Hardware & Tools
23866 | GOGGLES,INDUSTRIAL | Safety Goggle, Medium Impact, Wraparound Smoke Lens, Anti-Fog, Anti-Scratch, Platinum Coating, TPR Foam Seal, Nylon Strap, AS/NZS 1337.1 | PPE, Hardware & Tools
23865 | GOGGLES,INDUSTRIAL | GOGGLE UVEX CARBONVISION CLEAR; MEDIUM IMPACT GOGGLE;SPLASH PROOF; WRAP AROUND CLEAR LENS;ANTI FOG; AS/NZS 1337.1 | HS & PPE
8813 | GOGGLES,INDUSTRIAL | WIDE VISION TYPE;ONE PIECE,SINGLE APERATURE;SMOKE POLYCARBONATE FRAME, ;VENTILATED SMOKE POLYCARBONATE LENS; IMPACT RESISTANT,BUT NOT UNBREAKABLE; | HS & PPE
8812 | GOGGLES,INDUSTRIAL | WIDE VISION TYPE;ONE PIECE,SINGLE APERATURE;CLEAR POLYCARBONATE FRAME, VENTILATED;CLEAR POLYCARBONATE LENS; IMPACT RESISTANT,BUT NOT UNBREAKABLE; | HS & PPE
2488377 | GREASE | Fomblin, Lubrication Grease, Tube, suit GE F35-145kV GIS | Switchgear Substation
2488401 | GREASE | Contact Grease c/w Zinc Granules, 0.3kg Pack, suit GE F35-145kV GIS | Switchgear Substation
2488393 | GREASE | Silicone Grease, 0.1kg Pack, suit GE F35-145kV GIS | Switchgear Substation
2488385 | GREASE | Bi-Sulphide Grease MOS2, suit GE F35-145kV GIS | Switchgear Substation
2498673 | GREASE GUN | Milwaukee 18V Battery Operated, M18 Cordless, 2-Speed, On/Off Trigger Lock, 450g Barrel Catridge Capacity, 1.2m Flexible Hose | Tools & Equipment
3848 | GREASE,GENERAL PURPOSE | LITHIUM BASE;450 G CARTRIDGE GREASE GADUS S2; V220 2 | Misc Non-Contract Items
22285 | GREASE,GENERAL PURPOSE | MV 3;ASSEMBLY PASTE (1 X 40 G TUBE);TO SUIT 3 PHASE SET OF NKT SEPARABLE DEADBREAK ELBOWS;1 X TUBE REQUIRED FOR SC22243 (NKT CB24);2 X TUBES REQUIRED | U/G Equipment
22028 | GREASE,GENERAL PURPOSE | SUPER LUBE;MULTIPURPOSE GREASE;3 OZ TUBE;FOR SWITCHGEAR MAINTENANCE; | Misc Non-Contract Items
19476 | GREASE,GENERAL PURPOSE | HIGH PERFORMANCE MULTIPURPOSE APX-T; MP BEARING GREASE;BLUE GREASE;LITHIUM BASE;20 KG DRUM; | Misc Non-Contract Items
19475 | GREASE,GENERAL PURPOSE | High Performance Multipurpose, XHP 222 Lithium Base, 450g Tube | General Hardware
16256 | GREASE,GENERAL PURPOSE | Lithium Base, 225g Squeeze Tube, for Electrical Joints, Conductive, suit Al to Al, Cu to Cu, Bimetal to Al | O/Head Line
14835 | GREASE,GENERAL PURPOSE | Grease Base, Connector Protection, Al Conductor Contact Paste, 225g Tube, High Temp, for Bolted Overhead Line Connectors, suit Al to Al & Al to Cu | Hardware & Tools
14834 | GREASE,GENERAL PURPOSE | Lithium Base, 2.5kg Can, for Electrical Joints, Conductive, suit Al to Al, Cu to Cu, Bimetal to Al (scm) | O/Head Line
12381 | GREASE,GENERAL PURPOSE | CASTROL LM;450 G CARTRIDGE;24 PER CTN; FOR USE ON PLANT W/AUTOMATIC GREASING SYSTEM; | General Hardware
2475564 | GREASE,GENERAL PURPOSE | Lubrilog, Silicon Grease, 150g Tube | General Hardware
2406032 | GREASE,GENERAL PURPOSE | Vaseline, Petroleum Jelly, suitable for asbestos kit | HS & PPE
24834 | GREASE,SPECIAL PURPOSE | TRANZ Q47-3, Electrical Conducting Lubricant, NLGI Gde 1, Intense Black, Grease-gel, 500g Jar | Hardware & Tools
25368 | GREASE,SPECIAL PURPOSE | MOLYKOTE 3451, Chemical Resistant Bearing Grease, FluoroSilicone, PTFE Thickner, White, NLGI Gde 2, High Temp, High Drop Point | General Hardware
2470987 | GREASE,SPECIAL PURPOSE | Assy Lubricant EPPA-064-60, Paste, 60g Tube, for TE RSTI Elbows only (scm) | General Hardware
25383 | GREASE,SPECIAL PURPOSE | PHISTERER MV GREASE; U/W PLUGGING IN PFISTERER TERMINATIONS & DUMMY PLUGS; | General Hardware
24077 | GRINDER,BATTERY,PORTABLE | Milwaukee, 18V, suit 115-125mm Disk, Skin Only | Hardware & Tools
924077 | GRINDER,BATTERY,PORTABLE | Repaired, Milwaukee, 18V, suit 115-125mm Disk, Skin Only | Tools & Equipment
2452829 | GRIP,ANCHOR ROD | Pulling Eye, 13 - 32mm Rods, Cast Iron, 2721kg WLL | Tools & Equipment
9403 | GRIP,CABLE,JAW | PARALLEL JAWS;FOR BARE COPPER & ALUMINIUM CONDUCTORS;RANGE 4.57-15.24 MM DIA;RECOMMENDED FOR COPPER METRIC (IMPERIAL) 19/2.00 (19/.083) 10.5 MM & | Hardware & Tools
20219 | GRIP,CABLE,JAW | FOR AERIAL BUNDLED SERVICE CABLE;O/D RANGE 8 MM - 25 MM;SUITABLE FOR 2 CORE 16 MM - 50 MM & 4 CORE 16 MM - 35 MM; PACK OF 1,PACK WEIGHT 0.9 KG; WLL 500KG; | Hardware & Tools
2489409 | GRIP,CABLE,JAW | Wire Grip, ABC 28-45mm Dia, 4 x 95-150mm2, WLL 1800kg | Hardware & Tools
21056 | GRIP,CABLE,JAW | PARALLEL JAWS;RANGE 5-28 MM DIA;SUITS ALL 6.35/11 KV 120 SQ MM CCT;PRE-2007 & POST 2007,SC20714;C/W TRIGGER GRIP; SPRING LOADED BODY;SPRING LOADED | Hardware & Tools
21643 | GRIP,CABLE,JAW | Parallel Jaws, for Bare Cu & Al Cond, Range 8-22mm Dia, Recommended for AAC Pluto 19/3.75 18.8mm, Saturn 37/3.00 21.00mm Only c/w Spring Loaded Side Gate | Hardware & Tools
21642 | GRIP,CABLE,JAW | PARALLEL JAWS;FOR BARE COPPER & ALUMINIUM CONDUCTORS;RANGE-3.05-9.40 MM DIA;RECOMMENDED FOR COPPER METRIC (IMPERIAL) 7.064 4.87 MM,7/2.00 (7/080), | Hardware & Tools
21403 | GRIP,CABLE,JAW | PARALLEL JAWS;FOR BARE COPPER & GALV STEEL STAY/CATENERARY WIRE ONLY; RANGE 4-12 MM DIA,(16-70 SQ MM);SUITS 3/2.7 (3/12) & 7/2.75 (7/12) STAY | Hardware & Tools
13883 | GRIP,CABLE,JAW | PARALLEL JAWS;RANGE 4C X 25 SQ MM TO 4C X 95 SQ MM ABC & CCT; C/W TRIGGER GRIP; SPRING LOADED BODY;SPRING LOADED SIDE GATE & LEVER NOTCH; WLL 1000KG; | Hardware & Tools
13757 | GRIP,CABLE,WOVEN | SINGLE EYE,END PULL;40-55 MM DIA CABLE; 800 MM MIN GRIP LG;35 KN UTS; MIN BREAKING FORCE;PACK OF 1; | Hardware & Tools
13758 | GRIP,CABLE,WOVEN | SINGLE EYE,END PULL;55-75 MM DIA CABLE; 800 MM MIN GRIP LG;80 KN MIN BREAKING FORCE;PACK OF 1; | Hardware & Tools
13760 | GRIP,CABLE,WOVEN | SINGLE EYE,END PULL;95-120 MM DIA CABLE ;1100 MM MIN GRIP LG;125 KN MIN BREAKING FORCE; | Hardware & Tools
13759 | GRIP,CABLE,WOVEN | SINGLE EYE,END PULL;75-95 MM DIA CABLE; 1000 MM MIN GRIP LG;105 KN MIN BREAKING FORCE;PACK OF 1,PACK WEIGHT 13 KG; | Hardware & Tools
23385 | GRIP,CABLE,WOVEN | CABLE SOCK 10-15MM; UTS-37kN, WLL 1254KG MARKED ON EQUIP; USED ON CONDUCTORS MARS ,MOON, BANANA, CHERRY, GAL STEEL 19/2.75 & HVABC 35/120 CATENARY 19/200; USE WITH | Hardware & Tools
23384 | GRIP,CABLE,WOVEN | CABLE SOCK 8MM-11MM;UTS-28kN, WLL 948KG MARKED ON EQUIP;USED ON CONDUCTORS APPLE, GAL STEEL 7/2.75 & 19/2.00 ONLY; USE WITH SWIVEL SC23366/NUT CON SC23367; | Hardware & Tools
23383 | GRIP,CABLE,WOVEN | CABLE SOCK 6MM-11MM; UTS-8kN, WLL MARKED ON EQUIP; USED ON CONDUCTORS LIBRA, RAISIN & APPLE ONLY;U/W SWIVEL SC23366 & NUT CONNECTOR SC23367; WLL 265kg | Hardware & Tools
23382 | GRIP,CABLE,WOVEN | CABLE SOCK 48MM; OD RANGE; UTS-25kN, WLL 846KG MARKED ON EQUIP; USED ON CONDUCTOR HVABC 35 ONLY; USED WITH SWIVEL SC23366 & NUT CONNECTOR SC23367 | Hardware & Tools
23381 | GRIP,CABLE,WOVEN | CABLE SOCK 57MM: OD RANGE;UTS-31kN, WLL 1050KG MARKED ON EQUIP;USED ON CONDUCTOR HVABC 120 ONLY; USE WITH SWIVEL SC23366 & NUT CONNECTOR SC23367 | Hardware & Tools
23380 | GRIP,CABLE,WOVEN | CABLE SOCK 31MM; OD RANGE; UTS-25kN, WLL 846KG MARKED ON EQUIP;USED ON CONDUCTOR LVABC95 ONLY; USE WITH SWIVEL SC23366 & NUT CONNECTOR SC23367 | Hardware & Tools
23379 | GRIP,CABLE,WOVEN | CABLE SOCK 20MM-29MM; OD RANGE; UTS-73kN, WLL 2477KG MARKED ON EQUIP; USED ON CONDUCTOR CCT ONLY; USED WITH SWIVEL SC23366 & NUT CONNECTOR SC23367 | Hardware & Tools
23047 | GRIP,CABLE,WOVEN | SINGLE END EYE PULL;75 - 95 MM DIA CABLE;1000 MM GRIP LG;70 KN UTS; 23 KN WLL; | Hardware & Tools
23046 | GRIP,CABLE,WOVEN | SINGLE END EYE PULL;55 - 75 MM DIA CABLE;900 MM GRIP LG;53 KN UTS;17 KN WLL; | Hardware & Tools
104580 | GRIP,CABLE,WOVEN | Sock, Cable Pulling, SWL 60kN, Swivel (scm) | Hardware & Tools
104528 | GRIP,CABLE,WOVEN | Sock, Cable Pulling, SWL 35kN, Swivel (scm) | Hardware & Tools
23386 | GRIP,CABLE,WOVEN | CABLE SOCK 15-21MM; UTS-87kN, WLL 1937KG MARKED ON EQUIP; USE ON CONDUCTORPLUTO ONLY; USE WITH SWIVEL SC23366 & NUT CONNECTOR SC23367 | Hardware & Tools
6010 | GRIP,DEADEND | FT, Helical, Single Piece, for ACSR/GZ, 6/1/3.75, Banana, 11.25mm Conductor Dia, Colour Code Black | Line Hardware
6012 | GRIP,DEADEND | FT, Helical, for AAC & AAAC, 7/3.75, Mars & Garnet, 11.25mm Conductor Dia, Colour Code Black | Line Hardware
6013 | GRIP,DEADEND | FT, Helical, for AAC & AAAC, 7/4.75, Moon & Iodine, 14.3mm Conductor Dia, Colour Code Blue | Line Hardware
6015 | GRIP,DEADEND | FT, 37/3.00 AAAC 1120 Nitrogen. 37/3.00 AAC Saturn, c/w Open Thimble, EQTS 01-09-02 | Line Hardware
6019 | GRIP,DEADEND | FT, Helical, Single Piece, for ACSR/GZ, 3/4/2.50, Raisin, 7.5mm Conductor Dia, Colour Code Blue | Line Hardware
6434 | GRIP,DEADEND | FT, Helical, for HDBC, 7/1.75, (7/.064 Imp), 5.25mm Conductor Dia, Colour Code Purple | Line Hardware
6436 | GRIP,DEADEND | HELICAL DEAD END;COPPER,CADMIUM;COPPER CONDUCTOR;7/.104 IN & 7/2.75 MM;PACK OF 25;PACK WEIGHT APPROX 10 KG; | Line Hardware
6438 | GRIP,DEADEND | HELICAL DEAD END;COPPER,CADMIUM;COPPER COND;19/.104 IN & 19/2.75 MM;BOX OF 10, PACK WEIGHT 20 KG; | Line Hardware
25481 | GRIP,DEADEND | Helical, FT, 19/0.101" HDBC (Imp) & 19/2.56mm HDBC, Cu, Colour Code Blue/Purple (scm) | O/Head Line
21801 | GRIP,DEADEND | Helical, 37/0.102 AAC (37/2.50), EQTS 01-09-02 (P10) | O/Head Line
21764 | GRIP,DEADEND | Dielectric, Short Span, ADSS 12.4 to 12.90mm Dia Range | Line Hardware
19815 | GRIP,DEADEND | OPGW, 10.80 to 11.29mm Dia Cable Range, Colour Code Green, Left Hand Lay, OF Outer Most Layer of OPGW c/w P/9/05, S-070-1, OFW-1086-1125, OFDERR | Line Hardware
8373 | GRIP,DEADEND | HELICAL DEAD END;SINGLE PIECE ALUMINIUM CLAD STEEL;ACSR;6/4.75 + 7/1.60 MM;PACK OF 10,PACK WEIGHT 10 KG; | Line Hardware
8372 | GRIP,DEADEND | HELICAL DEAD END;SINGLE PIECE ALUMINIUM CLAD STEEL;ACSR;6/1/3.00 MM;BOX OF 48, PACK WEIGHT 17 KG; | Line Hardware
6441 | GRIP,DEADEND | HELICAL DEAD END;STEEL,GALV;GALV STEEL STRAND;3/2.75 MM;BOX OF 36,PACK WEIGHT 6.5 KG; | Line Hardware
6439 | GRIP,DEADEND | HELICAL DEAD END (FULL TENSION);STEEL, GALV;GALV STEEL STRAND;7/2.00 MM;BOX OF 50, PACK WEIGHT 5 KG; | Line Hardware
6437 | GRIP,DEADEND | HELICAL DEAD END;COPPER,CADMIUM;COPPER COND;19/.083 IN & 19/2.00 MM;PACK WEIGHT 19.3 KG; PACK OF 24; | Line Hardware
6435 | GRIP,DEADEND | FT, Helical, for HDBC, 7/2.00, (7/.080 Imp), 6mm Conductor Dia, Colour Code Yellow | Line Hardware
6016 | GRIP,DEADEND | FT, Helical, for AAC, 7/4.50, Mercury & 7/.173, Wasp (Imp) 13.5mm Conductor Dia, Colour Code Green | Line Hardware
6014 | GRIP,DEADEND | FT, Helical, for AAC & AAAC, 19/3.75, Pluto & Neon, 18.8mm Conductor Dia, Colour Code Black | Line Hardware
2494219 | GRIP,DEADEND | OPGW Conductor Range 8.5 to 9.7mm c/w Earth Wire & Clamp, Clevis Thimble, Ext Link & Bow Shackle | Line Hardware
21744 | GRIP,DEADEND | OPGW Conductor Range 14.30 to 14.60mm, Colour Code Black, Left Hand Lay | O/Head Line
6011 | GRIP,DEADEND | FT, Helical, for AAC & AAAC, 7/3.00, Libra & Emerald, 9mm Conductor Dia, Colour Code Red | Line Hardware
2485530 | GROMMET | Diaphragm, 16 x 11mm, Overall Dia 19mm, 8mm Thk, Black, PVC, for External Antenna into Switchboard, Pack of 500 | Monitoring Devices
2471613 | GROUNDING SET | Portable Trailing Earth, 18kA/0.5 Sec Outdoor Rating c/w 1 x 15m Lg 70mm2 Cu Conductor, Single Lead, G-Style Earth Clamps w/-Range 2 to 30mm & T-Bar Style | Hardware & Tools
2496222 | GROUNDING SET | Earth Stub Brass, Assembly M12, 80mm Lg, Dwg 015-075-RD | Substation Accessories
2479990 | GROUNDING SET | Hazemeyer Single PED c/w 3 Handles in Orange Bag | Hardware & Tools
6167 | GUARD | Stay, Plastic Split, 30mm OD | Line Hardware
19760 | GUARD | 3M Electrostatic Animal Guard, Insulator Neck Dia Range 115-165mm, Rated to 35kV, PE/Steel Spokes, Spring Loop for Hot-Stick Application, Pack of 25 | O/Head Line
22689 | GUARD | Wildlife Guard, HDPE, 1140 x 450mm c/w Fillet Corners, for HV Poles (scm) | Line Hardware
19826 | GUARD | Critter Line Guard, HDPE, 5 x Cylindrical Rollers, 2 x Wheels & 2 x Clamps, Wildlife Prooffing to be Installed on Conductors, Pack of 4 | Line Hardware
104201 | GUARD | Polymeric, Cable Guard Set of 2 to make it 2700mm Lg, suit 100mm Dia Cable, Secured to Pole by Straps/Wood Screws | U/G Accessories
711614 | GUARD | Earth HV SWER, 3m Lg, 1x 3m Length of 20mm Galv Screwed Conduit Covered with 20mm PVC Black Flexible Conduit (P10) (scm) | Line Hardware
2482099 | GUARD | Wildlife Guard, E27 Series, for Automatic Cicuit Recloser, Set of 6 | O/Head Line
2479137 | GUARD | Line Trimmer Guard, HDPE, Retrofit for Hylec Fibreglass Cabinet, Extension or Base, use Loctite 4471 glue or equiv | U/G Accessories
2422657 | GUARD | Cable, Polymeric, 2700mm Lg min, suit 40mm Dia Cable, Secured to Pole by Wood Screws (2 pieces) (scm) | U/G Accessories
19759 | GUARD | 3M Electrostatic Animal Guard, Insulator Neck Dia Range 65-115mm, Rated to 35kV, PE/Steel Spokes, Spring Loop for Hot-Stick Application, Pack of 25 | O/Head Line
19758 | GUARD | 3M Electrostatic Animal Guard, Insulator Neck Dia Range 38-65mm, Rated to 35kV, PE/Steel Spokes, Spring Loop for Hot-Stick Application, Pack of 25 | O/Head Line
19827 | GUARD | Critter Pole Guard, HDPE, Round Plate & 4 x Nails, 7 x Cylindrical Rollers, Wildlife Prooffing to be Installed Around Pole | O/Head Line
22559 | GUARD,ANIMAL | 405 MM DIA WILDLIFE GUARD;SUITS 11 KV & 33 KV LONGROD INSULATOR;WITH UP TO 25 MM CORE DIA;SUPPLIED WITH REMOVEABLE CENTRE TO SUIT DISC INSULATORS;USED ON | O/Head Line
23160 | GUARD,ANIMAL | WILDLIFE PROOF COVER; FOR SURGE ARRESTORS ON NGK STANGER LOAD BREAK SWITCH; AS PER DRAWING 95129; 1600MM LONG; 110MM DIAMETER; | Substation Accessories
24138 | GUARD,ANIMAL | BIRD CAP; WILDLIFE PROOFING; TO SUIT ABB 33KV CAPACITOR BANKS SC19442 (CONTRACT 09019); POLYPROPELENE; GREY; | Substation Accessories
20692 | GUARD,FIXTURE | WIRE;FOR SYLVANIA ' ROADSTER ' STREET LIGHT; | Street Lights
2443539 | GUARD,FIXTURE | SUBURBAN WIRE GUARD; WIRE GUARD TO FIT LUMINARES SC21520; SC21521; SC21540 AS PER STREET LIGHT; MANUAL V1 F3 PAGE 5-1; | Street Lights
13968 | GUARD,LAMP | ALUMINIUM;BLACK;HINGED FRONT,FOR WATCHMAN SECURITY LIGHT (SPARE ONLY TO SUIT STOCK CODE 13967); | Street Lights
16276 | GUARD,LAMP | STEEL;GALV;SPIRAL WIRE TYPE;FOR USE WITH WATCHMAN FLOODLIGHT STOCK CODE 13967; | Street Lights
22875 | GUARD,LAMP | WIRE;FOR SYLVANIA SUBURBAN STEET LIGHT; | Street Lights
19462 | GUARD,LAMP | Stone Shield, Sylvania Urban Series Streetlight (scm) | Street Lights
21709 | GUARD,POLE | 33 KV;630 SQ MM;33 KV XLPE CORRUGATED COPPER SHEATHED;CABLE GUARD; | Misc Non-Contract Items
22935 | GUARD,POLE | 110 KV;UG CABLE;GALV;STEEL; SUITS CONCRETE POLE 60-80 KN;FOR 110 KV CABLE TERMS (SML); | Misc Non-Contract Items
22934 | GUARD,POLE | 110 KV;UG CABLE;GALV;STEEL;SUIT CONCRETE POLE,190 KN;FOR 110 KV TERMS (LGE); | Misc Non-Contract Items
2485605 | GUARD,TOWER | Anti-Climb Device, Lattice Steel Tower, Assy Arrangement 2, Base Order, Single Circuit, 1 x Ladder Support, for Towers where Arrangement 1 can't be installed, | Galv Products
2485597 | GUARD,TOWER | Anti-Climb Device, Lattice Steel Tower, Assy Arrangement 1, Additional Intermediate Supports, for Towers >6.1m Wide, Dwg 10000811-01 & 03 | Galv Products
2485589 | GUARD,TOWER | Anti-Climb Device, Lattice Steel Tower, Assy Arrangement 1, Base Order, Single Circuit, 1 x Ladder Support, for Towers <6m Wide, Dwg 10000811-01 & 03 | Galv Products
2485613 | GUARD,TOWER | Anti-Climb Device, Lattice Steel Tower, Assy Arrangement 1 & 2, Double Circuit, Additional Ladder Support, Dwg 10000811-01, 02 & 03 | Galv Products
2481976 | GUIDE BAR,CHAIN SAW | 406mm, Dual-Stud Retention, Compatible with Milwaukee Chainsaw (M18FCHS) | Tools & Equipment
17396 | GUMBOOT | Bata, 400mm Utility Safety Gumboot, Black/Red, Steel Toe, PVC Waterproof, Sizes 5 to 13 | HS & PPE
2494755 | GUMBOOT | Blundstone, 350mm Unisex Safety Gumboot, Grey, Steel Toe, Waterproof PVC/Nitrile, Internal Metatarsal Guard, Sizes 4 to 14 | HS & PPE
2494763 | GUMBOOT | Blundstone, 350mm Unisex Safety Gumboot, Grey, Steel Toe, Waterproof PVC/Nitrile, Sizes 5 to 13 | HS & PPE
30104 | GUMBOOT | MEN'S;KNEE HIGH RUBBER BOOT;PULL ON; BLACK;STEEL MID SOLE;BLUNDSTONEGUMBOOT; SIZES 5-13; | HS & PPE
2494771 | GUMBOOT | Blundstone, 350mm Unisex Safety Gumboot, Grey, Steel Toe, Waterproof PVC/Nitrile, Penetration Resistant, Sizes 5 to 13 | HS & PPE
2484244 | HACKSAW,HAND | Sunrise Attachment (Live Line Tools) | Tools & Equipment
2490837 | HAIRNET | Disposable, Polypropylene, White, Crimpe Beret Style Box of 1000 | PPE, Hardware & Tools
2339 | HAMMER,HAND | CARPENTERS,STD CLAW;575 G NOM WT; TIMBER HANDLE; | Hardware & Tools
2342 | HAMMER,HAND | ENGINEERS,BALL PEIN;900 G (2 LB) WT, SIZE 32;PACK OF 6; | Hardware & Tools
2484251 | HAMMER,HAND | Sunrise Attachment (Live Line Tools) | Tools & Equipment
2345 | HAMMER,HAND | Gympie Style Hammer, 2Kg Normalised Head Fibreglass Handle | Hardware & Tools
2343 | HAMMER,HAND | CARPENTERS,STD CLAW;20 OZ WT; STEEL SHAFT;PACK OF 6; | Hardware & Tools
2479061 | HAMMER,WINDOW BREAKER | Rescue and Escape Tool, 76 x 32 x 17mm, ABS Plastic and Stainless Steel, c/w Seatbelt Cutter | Tools & Equipment
16140 | HAND CLEANER | LIQUID PASTE;WATER SOLUBLE; NON-AGGRESSIVE WALNUT SCRUBBER WITH SKIN PROTECTIVE AGENT;2000 ML BOTTLE,6 PER CARTON,TOTAL PACK WEIGHT 14 KG;SOLOPOL L | PPE, Hardware & Tools
20817 | HAND CLEANER | Aqium Anti Bacterial Hand Sanitiser Gel; 1 L Pump/alternative 900 ML Pump Bris Dist; For use when water isn't availlable. | PPE, Hardware & Tools
30103 | HAND CLEANER | Germ Buster, Anti-Bacterial, Liquid Gel, Hand Sanitiser, 100ml Flip Top Bottle, Antiseptic, for use when water is not available | PPE, Hardware & Tools
30111 | HAND CLEANER | Antibacterial Hand Sanitiser No-rinse, For use when water isn't Available, 250 ml | HS & PPE
2474609 | HAND CLEANER | Liquid Gel Hand Sanitiser; Anti-Bacterial;5 L Bulk, Brisbane Distillery, For use when water is not available. | HS & PPE
2427532 | HAND CLEANER | Liquid Gel; Anti-Bacterial Hand Sanitiser; 500 ml Pump Action Bottle; For use when water is not available. | HS & PPE
30110 | HAND CLEANER | Alcohol Sanitiser; AS-60; 5 Litres, No-Rinse | HS & PPE
30102 | HAND CLEANER | GERMBUSTER;LIQUID GEL; ANTI-BACTERIAL, ANTISEPTIC HAND SANITISER;500ml PUMP ACTION BOTTLE;PACK OF 4;FOR USE WHEN WATER IS NOT AVAILABLE; | PPE, Hardware & Tools
16642 | HAND CLEANER | LIQUID PASTE;WATER SOLUABLE;KRESTO/STOKO NON-AGGRESSIVE WALNUT SCRUBBER;250 ML TUBE,12 PER CARTON,PACK WEIGHT 8 KG; SPECIAL CLEANER,REMOVES PAINTS,LACQUERS, | PPE, Hardware & Tools
16141 | HAND CLEANER | LIQUID PASTE;WATER SOLUBLE; NON-AGGRESIVE WALNUT SCRUBBER WITH SKIN PROTECTIVE AGENT;250 ML TUBE,12 PER CARTON,PACK WEIGHT 3 KG;SOLOPOL L; | PPE, Hardware & Tools
2428977 | HAND GUARD,HOT STICK | Non-Conductive, "Delrin", 1-1/4" Dia, (32mm) 2 Piece, suits Standard & Shotgun Operating Sticks, Orange Colour | Hardware & Tools
2428993 | HAND GUARD,HOT STICK | Natural Nylon, 1-1/4" Dia, (32mm) 2 Piece, White Colour | Hardware & Tools
2428845 | HAND STICK,INSULATED | Gripall, Shotgun, Overall 1900 - 2000mm Lg, Stick 32mm Dia | Live Line Equipment
17555 | HAND TOOL,INFLATION | RAYCHEM INFLATION TOOL,RDSS-IT-16;FOR RAYFLATE SEALING DUCT SLEEVES;USE CO2 CARTRIDGE (STOCK CODE 17558) FOR INFLATING BAG TO 3.0 + OR - 0.2 BAR | Substation
2478030 | HANDLE | Replacement Downrod Handle, suit PLP ABS | Switchgear Distribution
2481109 | HANDLE, MANUAL CONTROL | Link Extraction or Installation, suits 3-Way Link Pillar | U/G Pits & Pillars
2484210 | HANDLE, SAW | Pruning Saw, Pistol Grip, Sunrise Attachment (Live Line Tools) | Tools & Equipment
4097 | HANDLE,BROOM | PLAIN END;25 MM DIA (1 IN);1800 MM LG (6FT) HARDWOOD HANDLE;PACK SIZE 1; SUITS STOCK CODES 04081,04078 & 04082; | PPE, Hardware & Tools
3119 | HANDLE,DOOR | CAST STEEL ALLOY,CHROME;T SHAPED, C/W 2 KEYS NO 526; | Forged Fittings
22010 | HANDLE,DOOR | CAST STEEL ALLOY;CHROME;LEVER & ROLLER LATCH;FOR MOBILE GENERATORS; | Forged Fittings
12437 | HANDLE,DOOR | CAST STEEL ALLOY,CHROME;T SHAPED; NON LOCKING 180 DEG TURN WITH VERTICAL MOUNT; | Forged Fittings
2489268 | HANDLE,EXTENSION,CHAIN SAW | Milwaukee, M18 Fuel, Pole Saw Extension Bar Attachment, QUIK-LOK Coupler, 102cm L | Hardware & Tools
2350 | HANDLE,FILE | WOOD;3 IN LG (75 MM);PACK OF 10; | Hardware & Tools
2352 | HANDLE,FILE | WOOD;5 IN LG (125 MM);ENSURE THAT FERRUES ARE FIRMLY ATTACHED TO HANDLE;PACK OF 10; | Hardware & Tools
2353 | HANDLE,FILE | WOOD;6 IN LG (150 MM);PACK OF 10; | Hardware & Tools
2351 | HANDLE,FILE | WOOD;4 IN LG (100 MM);PACK OF 10; | Hardware & Tools
2474476 | HANDLE,HOT LINE STICK | MV Series, Section 1, Telescopic Stick Part, Triangular, Fluoro Lime Green, Foam Filled c/w Universal Tip | Hardware & Tools
2474484 | HANDLE,HOT LINE STICK | MV Series, Section 2, Telescopic Stick Part, Triangular, Yellow c/w Lock Assembly | Hardware & Tools
2474492 | HANDLE,HOT LINE STICK | MV Series, Section 3, Telescopic Stick Part, Triangular, Yellow c/w Lock Assembly | Hardware & Tools
2474500 | HANDLE,HOT LINE STICK | MV Series, Section 4, Telescopic Stick Part, Triangular, Yellow c/w Lock Assembly | Hardware & Tools
2474526 | HANDLE,HOT LINE STICK | MV Series, Section 6, Telescopic Stick Part, Triangular, Yellow c/w Lock Assembly | Hardware & Tools
2491041 | HANDLE,HOT LINE STICK | MV Series, Section 7 (9m Base Section), c/w Base Cap for Telescopic Stick, fitted with 66kV Sticker | Hardware & Tools
2491033 | HANDLE,HOT LINE STICK | MV Series, Section 9 (12m Base Section), c/w Base Cap for Telescopic Stick, fitted with 66kV Sticker | Hardware & Tools
2491025 | HANDLE,HOT LINE STICK | MV Series, Section 8, Telescopic Stick | Hardware & Tools
2474534 | HANDLE,HOT LINE STICK | MV Series, Section 7, Telescopic Stick Part, Triangular, Yellow c/w Lock Assembly | Hardware & Tools
2474518 | HANDLE,HOT LINE STICK | MV Series, Section 5, Telescopic Stick Part, Triangular, Yellow c/w Lock Assembly | Hardware & Tools
22414 | HANDLE,SINGLE BIT AXE | SIEVERT 3486;SINGLE VALVE HANDLE FOR SMALLER BURNERS;W/-M14 X 1BSP 3/8 IN LH MALE THREADS;180 MM LG X 70 MM H;PACK OF 1;RESTRICTED ISSUE TO ASSET SERVICES | Tools & Equipment
22423 | HANDLE,SINGLE BIT AXE | SIEVERT SV3488;DOUBLE VALUE HANDLE; FOR LARGER SOFT FLAME BURNERS; INCORPORATES ONE MAIN VALVE & ONE ECONOMIZER VALVE ENABLING A PILOT | Tools & Equipment
25437 | HANDLE,SWITCH | Three position switch operating Suits Schneider Genie EVO | Substation
23484 | HANDLE,SWITCH | 5 METRE DOWN ROD ASSEMBLY WITH UV STABILISED INSULATING COVER; | Switchgear Distribution
22616 | HANDLE,SWITCH | FBX RMU;LOAD BREAK SWITCH OPERATING HANDLE;SPARE PARTS FOR FBX RMU; | Substation
22427 | HANDLE,SWITCH | STEEL;OPERATING HANDLE;600 MM LG;U/W SAFELINK RMU MECHANISMS;TO COMPLY WITH SAFETY ALERT TO BE RELEASED NOVEMBER 2010;TO REPLACE 1.5 M INSULATED HANDLE; | Substation
20227 | HANDLE,SWITCH | OPERATING HANDLE;FOR APPLYING 3 POLE HOLEC EARTH & LINKS; | Misc Non-Contract Items
2441350 | HANDLING KIT,ASBESTOS | c/w 1 x A-Frame Sign 'ASBESTOS WORK IN PROGRESS', Disposable Vinyl Gloves Box of 100, Respirator P2 Dust, Mist & Fume Disposable c/w Valve (P10), | HS & PPE
22034 | HANDSAW | CONDUIT WINDOW CUTTER;INSULATED PLASTIC HANDSAW;C/W ADJUSTABLE DEPTH STOPPER;24 TPI;250 MM LG;1000 V RATED TO IEC 60900:2004;FOR REPLACEMENT BLADE | Tools & Equipment
22683 | HANGER,MAGNETIC | HANGING KIT FOR FLUKE MULTIMETER RANGE;KIT INCLUDES 2 X UNIVERSAL HANGER CLIPS;2 X HOOK & STRAPS;STRONG MAGNET; COMBINE COMPONENTS TO MEET MOST | Hardware & Tools
22780 | HANGER. | HANGER BAR STUD;117 MM LG;USED IN REPAIR OF PORTABLE EARTHING DEVICES BY REDEQUIP; | Misc Non-Contract Items
23907 | HANGING CLIP | HANGING CLIPS - SINGLE-PHASE MK7C ONLY METERS | Metering Delivery
14648 | HARNESS,CAP,SAFETY | WEDGE IN;POLYTHENE SUSPENSION;INCL 2 TERYLENE WOVEN STRAPS;W/ADDITIONAL TERYLENE WOVEN STRAP & FITTED W/TERRY COTTON SWEATBAND;SIZE RANGE 6-1/2 TO | HS & PPE
1994 | HARNESS,HELMET,SAFETY | WEDGE IN;POLYTHENE SUSPENSION;INCL 2 TERYLENE WOVEN STRAPS;W/ADDITIONAL TERYLENE WOVEN STRAP,& FITTED W/TERRY COTTON SWEATBAND;BAG OF 10;TO SUIT HH40 | PPE, Hardware & Tools
23316 | HARNESS,SAFETY,INDUSTRIAL | HEIGHT SAFETY, HARNESS; FOR REPLACEMENT KITS; SMALL; | PPE, Hardware & Tools
23971 | HARNESS,SAFETY,INDUSTRIAL | HEIGHT, SAFTEY, HARNESS; FOR REPLACEMENT IN KITS; LARGE; | PPE, Hardware & Tools
2471522 | HARNESS,SAFETY,INDUSTRIAL | Size Extra Small, Ferno Tower 5, Full Body Harness | PPE, Hardware & Tools
23317 | HARNESS,SAFETY,INDUSTRIAL | HEIGHT SAFETY,HARNESS; FOR REPLACEMENT IN KITS; MEDIUM; | PPE, Hardware & Tools
2402643 | HARNESS,SAFETY,INDUSTRIAL | Style C, Size Medium, Full Body, Fall Arrest, Light Weight, for EWP or Working at Heights, ETS RSE01 | Height Safety
2477149 | HARNESS,SAFETY,INDUSTRIAL | Style C, Size S, Full Body,Fall Arrest, Light Weight, for EWP or Working at Heights, ETS RSE01 | Height Safety
2489227 | HARNESS,SAFETY,INDUSTRIAL | Full Body Dielectric EWP, Small, Confined Space Harness | Height Safety
2498616 | HARNESS,SAFETY,INDUSTRIAL | Full Body Dielectric EWP, Medium, Confined Space Harness | Height Safety
2489235 | HARNESS,SAFETY,INDUSTRIAL | Full Body Dielectric EWP, Large, Confined Space Harness | Height Safety
2477156 | HARNESS,SAFETY,INDUSTRIAL | Style C, Size XL, Full Body,Fall Arrest Light Weight, for EWP or Working at Heights, ETS RSE01 | Height Safety
2435196 | HARNESS,SAFETY,INDUSTRIAL | Style C, Size Large, Full Body, Fall Arrest, Light Weight, for EWP or Working at Heights, ETS RSE01 | Height Safety
3121 | HASP,HINGED | STD SAFETY TYPE WITH STAPLE;STEEL; ZINC PLATED;90 MM LG;PACK OF 1; | PPE, Hardware & Tools
20077 | HAT,SUN | Sun Protection, Wide Brim, 56cm, Size S, Soft Fabric, Cool Grey 5, Unbranded | PPE, Hardware & Tools
1851504 | HAT,SUN | Protection, Size M, Aussiemate Grey, Unbranded | HS & PPE
1851502 | HAT,SUN | Protection, Size S, Aussiemate Grey, Unbranded | HS & PPE
1851510 | HAT,SUN | Protection, Size XXL, Aussiemate Grey, Unbranded | HS & PPE
2429280 | HAT,SUN | Bucket Style, Size XXL, Grey, Unbranded | HS & PPE
2429272 | HAT,SUN | Bucket Style, Size XL, Grey, Unbranded | HS & PPE
2429264 | HAT,SUN | Bucket Style, Size L, Grey, Unbranded | HS & PPE
2429256 | HAT,SUN | Bucket Style, Size M, Grey, Unbranded | HS & PPE
2429249 | HAT,SUN | Bucket Style, Size S, Grey, Unbranded | HS & PPE
2429231 | HAT,SUN | Bucket Style, Size XS, Grey, Unbranded | HS & PPE
1851508 | HAT,SUN | Protection, Size XL, Aussiemate Grey, Unbranded | HS & PPE
1851506 | HAT,SUN | Protection, Size L, Aussiemate Grey, Unbranded | HS & PPE
20079 | HAT,SUN | Sun Protection, Wide Brim, 60cm, Size L, Soft Fabric, Cool Grey 5, Unbranded | PPE, Hardware & Tools
20080 | HAT,SUN | Sun Protection, Wide Brim, 62cm, Size XL Soft Fabric, Cool Grey 5, Unbranded | PPE, Hardware & Tools
20078 | HAT,SUN | Sun Protection, Wide Brim, 58cm, Size M, Soft Fabric, Cool Grey 5, Unbranded | PPE, Hardware & Tools
11938 | HAT,UTILITY. | GREY/BLUE;UNIFORM DRESS;SQUATTER'S STYLE;MAN'S,SIZE 7-3/8 IN (60);FUR FELT, RAW EDGE; | HS & PPE
2346 | HEAD,HAND HAMMER | SLEDGE,DOUBLE FACED;3.15 KG (7 LB);C/W HANDLE;PACK OF 2; | PPE, Hardware & Tools
2497675 | HEAD,WEED CUTTER | Replacement Part, Line Trimmer Head Assembly, for Milwaukee Line Trimmer | Tools & Equipment
2485241 | HEADSET-MICROPHONE | Bose A20 Aviation Flight Headset c/w Bluetooth, Straight Cord, U174 Helicopter Plug | HS & PPE
2498277 | HEADSET-MICROPHONE | SENA Expand Mesh Multi-Purpose Comms Headset, Boom Microphone, Bluetooth, Noise Cancellation, HD Speakers c/w USB-C Power & Data Cable | HS & PPE
19121 | HEAT SINK, ELECT-ELECTRONIC COMPONENT | 0.32 DEG/WATT;240 MM W,252 MM LG,45 MM DIA;COMB SECTION MTG FEET; | Misc Non-Contract Items
19122 | HEAT TRANSFER COMPOUND | HEATSINK COMPOUND;20 ML TUBE;FOR HEAT DISSIPATION; | Misc Non-Contract Items
23012 | HEATER,ELECTRICAL | Makita 2000w Heat Gun, Variable 50 - 650 Degrees Settings, 3 Stage Air Volume, LCD Display. | Tools & Equipment
11524 | HEATING ELEMENT,ELEC,DE-HUMIDIFER TYPE | METAL BOX TYPE;240 V;25 W;PACK OF 1; | Hardware & Tools
1991 | HELMET,SAFETY | Full Brim Style, Moulded ABS Plastic, White, Unbranded c/w TerySafe Hardness, Adj HeadBand, Adj Size, SweatBand Terry Cotton | HS & PPE
17401 | HELMET,SAFETY | Chainsaw Protection, Steel Mesh Multi Fit Visor, Attached Earmuffs: 29.5 dB Min Rating, c/w Hygiene Kit & PVC Storage Bag | HS & PPE
2492577 | HELMET,SAFETY | Hard Hat TA570, White, Unbranded, Vented c/w Ratchet Headgear | HS & PPE
2485167 | HELMET,SAFETY | Aspida Flight Helmet Non-NVG, Gloss White c/w Standard Comms Package, Electret Microphone, Dual Visor Cover, Tinted Inner & Clear Outer lenses | HS & PPE
2485134 | HELMET,SAFETY | Gallet LH050 Helicopter Helmet, White, Large c/w Standard Passive Comms, M-7/DC Electret Microphone, Tinted Inner Visor | HS & PPE
2417590 | HELMET,SAFETY | Mountaineering Equipment c/w Sunflap | PPE, Hardware & Tools
15059 | HERBICIDE,GLYPHOSATE | LIQUID;FOR KILLING WEEDS & GRASSES IN SUBSTN YARDS & KILLING OF UNWANTED TREES ON EASEMENTS,UNDER POWERLINES IN RURAL AREAS;5 L CONTAINERS, PACK WEIGHT 26kg | PPE, Hardware & Tools
22819 | HINGE, ACCESS DOOR | Set of 6 S/Steel Hinges, 3 x RH & 3 x LH Hinges, c/w 12 Counter Sunk Screws 25 x 6mm, 12 Flat Washers 6mm, 12 Nylock Nuts 6mm, 12 Mono Riverts 6.5mm, | Stainless Steel
20247 | HINGED,PANEL | DOUBLE HINGED PANEL;720 MM H X 525 MM W X 6 MM D;TO SUIT 600 MM X 800 MM MONARCH ENCLOSURE;USED FOR REVENUE METERING; U/W SC20246 & SC20248;PACK OF 1; | Hardware & Tools
23911 | HOIST,CHAIN | CHAIN LEVERBLOCK; 6300KG VITAL VR-2 SERIES LEVER BLOCK;C/W 3 MTR H.O.L; FITTED WITH GRADE 100 LOAD CHAIN; | Tools & Equipment
24214 | HOIST,CHAIN | Vital Lever Hoist, 1.5m Height of Lift, 1.6t WLL, AS1418.2 | Tools & Equipment
24852 | HOIST,CHAIN | Vital Lever Hoist, 1.5m Height of Lift, 250kg WLL, 4mm Chain, AS1418.2 | Tools & Equipment
24213 | HOIST,CHAIN | Vital Lever Hoist, 1.5m Height of Lift, 800kg WLL, AS1418.2 | Tools & Equipment
2458610 | HOIST,MANUAL LEVER | Operated Serial, Web Strap, 1 Ton Nominal Capacity, Ratchet & Pawl Type | Hardware & Tools
2489441 | HOIST,MANUAL LEVER | Ratchet Webbing Strap Hoist, LugAll 2A, 2.9m Strap, 450/900kg WLL Single/Double Pull | Hardware & Tools
2489466 | HOIST,MANUAL LEVER | Ratchet Webbing Strap Hoist, NGK Nagaki 1500P-EX, 3m Strap, 750/1500kg Single/ Double Pull (Not rated for lifting) | Hardware & Tools
2489458 | HOIST,MANUAL LEVER | Ratchet Webbing Strap Hoist, LugAll 40A, 2.8m Strap, 900/1800kg WLL Single/Double Pull | Hardware & Tools
24215 | HOIST,WINCH,RATCHET LEVER. | CHAIN LEVER HOIST; 1.5 (HOL) HEIGHT OF LIFT; WLL 3.2TN; WEIGHT 16.3KG COMPLIES TO AS1418.2 | Tools & Equipment
25429 | HOIST,WINCH,RATCHET LEVER. | WINCH; CONFINED SPACE; DBI WINCH TO ENERGEX SPECIFICATION; | PPE, Hardware & Tools
2483972 | HOLDER | Aerosol Can, Sunrise Attachment (Live Line Tools) | Tools & Equipment
2485688 | HOLDER | Nut/Washer Holder, Handheld, for M12 Stainless Nuts/Washers | Tools & Equipment
2485670 | HOLDER | Nut/Washer Holder, Handheld, for M10 Stainless Nuts/Washers | Tools & Equipment
2484202 | HOLDER | Pin Holder, Sunrise Attachment (Live Line Tools) | Tools & Equipment
2484095 | HOLDER | Cotter Key, Sunrise Attachment (Live Line Tools) | Tools & Equipment
2485696 | HOLDER | Nut/Washer Holder, Handheld, for M16 Galvanised Nuts/Washers | Tools & Equipment
2497436 | HOLDER | EWP Bucket Tool Organiser Kit, Big Rack with 5 Hooks & 2 Tool Holes c/w 2 x 75mm & 2 x 100mm Bucket Hooks | Tools & Equipment
24645 | HOLDER, ROD | Hand held Mini Rodding Equipment; Spring coiled Polyester Rod x 30m; Housed in 3/4 round PVC holder; Non Conductive | Tools & Equipment
2476562 | HOLDER, SPRING | Spring Holder, For Leaf Springs, For use in Magnefix / Hazemeyer MD4 RMU | Tools & Equipment
16883 | HOLDER,BIT EXTENSION | 7/16 INCH HEX X 1/2 INCH SQUARE ADAPTOR; STEEL;70 MM LG;BLUE BULLY,TO FIT TO HYDRAULIC DRILLS USED ON EPV'S; RECOMMENDED TORQUE RATING OF 540 NM | Hardware & Tools
24999 | HOLDER,BIT EXTENSION | 1/2 INCH SQUARE DRIVE 1/4 INCH BIT STEEL; IMPACT SOCKET ADAPTOR | Hardware & Tools
10858 | HOLDER,CARD-LABEL | STEEL;PAINTED WHITE;65 MM LG,25 MM H, 15 MM W;PACK OF 10;FOR PILOT CABLE TERMINATIONS; | General Hardware
2483493 | HOLDER,CARD-LABEL | Wire Marking Carriers, Size 8-16mm, PVC, Clear, DMC-8/16-15 (P500) | Tools & Equipment
2483485 | HOLDER,CARD-LABEL | Wire Marking Carriers, Size 4-10mm, PVC, Clear, DMC-4/10-15 (P500) | Tools & Equipment
2486090 | HOLDER,MARKER | Type KLM-A, Marker Strip Carrier, 44 x 7mm Lettering Field, Adjustable Height, for Terminals | Hardware & Tools
2493302 | HOLDER,MARKER | UBE/D, Marker Carrier, Terminal Label Holder, Marking Field Size 40 x 17mm, DIN Rail Mount | Substation Accessories
5300 | HOLDER,PHOTOELECTRIC CELL | D-2 TYPE;FOR LOW RATING P.E.CELL; PACK OF 200,PACK WEIGHT 7.0 KG; FOR MINOR ROAD LANTERNS; | Street Lights
5302 | HOLDER,PHOTOELECTRIC CELL | NEMA TYPE;FOR HIGH RATING P.E.CELL;C/W MTG BRACKET,& 180 MM COLOUR CODED LEADS, RED ACTIVE,BLACK NEUTRAL,WHITE LOAD PACK OF 30;FOR POLE MTG; | Street Lights
10857 | HOLDER,PLAN. | ALUMINIUM;400 MM LG,100 MM W;W/MTG BRACKETS;FOR USE IN SUBSTATIONS; | General Hardware
104427 | HOLDER,ROLLER | Bracket, for use with ABC Suspension Clamps | Line Hardware
2478188 | HOLDER,SCREWDRIVER BIT,POWER TOOL | Locking, 75mm, 1/4" Hex Quick Connect | Tools & Equipment
2481620 | HOLDER,TELEPHONE | EQ RAM Mounts Phone Kit, u/w Universal | Tools & Equipment
2483956 | HOLDER,UMBRELLA | Magnetic, Adjustable, 50Kg Pull Force | Tools & Equipment
2381 | HOLE SAW | HSS W/WELDED EDGE;6 TPI;16 MM BLADE DIA; PACK OF 1;SUITS ARBOR STOCK CODE 02470; | Hardware & Tools
2382 | HOLE SAW | HSS W/WELDED EDGE;6 TPI;19 MM BLADE DIA; PACK OF 1;SUITS ARBOR STOCK CODE 02470; | Hardware & Tools
2383 | HOLE SAW | HSS W/WELDED EDGE;6 TPI;22 MM BLADE DIA; PACK OF 1;SUITS ARBOR STOCK CODE 02470; | Hardware & Tools
2384 | HOLE SAW | HSS W/WELDED EDGE;6 TPI;25 MM BLADE DIA; PACK OF 1;SUITS ARBOR STOCK CODE 02470; | Hardware & Tools
2390 | HOLE SAW | HSS W/WELDED EDGE;6 TPI;38 MM BLADE DIA; PACK OF 1;SUITS ARBOR STOCK CODE 02471; | Hardware & Tools
2394 | HOLE SAW | HSS W/WELDED EDGE;6 TPI;51 MM BLADE DIA; PACK OF 1;SUITS ARBOR STOCK CODE 02471; | Hardware & Tools
21161 | HOLE SAW | CARBIDE;50 MM X 4.5 MM DEPTH CUT; C/W ARBOR;FOR USE ON STAINLESS STEEL;PACK OF 1; | PPE, Hardware & Tools
21160 | HOLE SAW | CARBIDE;40 MM X 4.5 MM DEPTH CUT; C/W ARBOR;FOR USE ON STAINLESS STEEL;PACK OF 1; | PPE, Hardware & Tools
21159 | HOLE SAW | CARBIDE;32 MM X 4.5 MM DEPTH CUT; C/W ARBOR;FOR USE ON STAINLESS STEEL;PACK OF 1; | PPE, Hardware & Tools
21158 | HOLE SAW | CARBIDE;25 MM X 4.5 MM DEPTH CUT; C/W ARBOR;FOR USE ON STAINLESS STEEL;PACK OF 1; | PPE, Hardware & Tools
21157 | HOLE SAW | CARBIDE;20 MM X 4.5 MM DEPTH CUT; C/W ARBOR;FOR USE ON STAINLESS STEEL;PACK OF 1; | PPE, Hardware & Tools
21156 | HOLE SAW | CARBIDE;16 MM X 4.5 MM DEPTH CUT; C/W ARBOR;FOR USE ON STAINLESS STEEL;PACK OF 1; | PPE, Hardware & Tools
2391 | HOLE SAW | HSS W/WELDED EDGE;6 TPI;41 MM BLADE DIA; PACK OF 1;SUITS ARBOR STOCK CODE 02471; | Hardware & Tools
2387 | HOLE SAW | HSS W/WELDED EDGE;6 TPI;32 MM BLADE DIA; PACK OF 1;SUITS ARBOR STOCK CODE 02471; | Hardware & Tools
2497345 | HOLE SAW | Impact, 16mm Dia, 8TPI, Quick Connect 1/4" Hex Shank, Thin Wall, Bi-Metal | Hardware & Tools
2496206 | HOOD,HEAT PROTECTIVE | Arc Flash Balaclava HRC3 34cal/cm2, PPE Cat 2 Rated, Head & Neck Protection, Double Layer | HS & PPE
18755 | HOOK | Safloc Hook, Hauling Line, 12mm, S/Steel Gde 304, Stamped "WLL 720kg" | Tools & Equipment
22824 | HOOK | "S" HOOK TYPE;SMALL;YELLOW DOUBLE ENDED HOOK;13 MM DIA NYLON ROD;174 MM LG HOOKS,50 MM ID DIA;WWL 45 KG; | Tools & Equipment
2434777 | HOOK | Drag, for Moving/Positioning Versadeck Ground Protection Mats | Tools & Equipment
2489102 | HOOK | Live Line Hook, Orange, 50mm Dia, 110mm Lg, Conical Top with Closed Loop, Gravel Filled, c/w Reflective 3 Colour Sign "DANGER CREW ON LINE" | Tools & Equipment
2484285 | HOOK | Vegetation Control, Tree & Rope Hook, Sunrise Attachment (Live Line Tools) | Tools & Equipment
22823 | HOOK | "S" HOOK TYPE;MEDIUM;YELLOW DOUBLE ENDED HOOK;16 MM DIA NYLON ROD; 242 MM LG HOOK,74 MM ID DIA;WWL 60 KG; | Tools & Equipment
2403367 | HOOK,CANT | Lightweight, Solid Alloy Handle, Adjustable Hook Length, suit all Wood Pole Sizes | Hardware & Tools
2472868 | HOOK,CANT | Grip 254mm to 914mm poles, reinforced fiberglass handle, 38.1mm diameter; 1.524m overall length. | Tools & Equipment
105465 | HOOK,PLASTIC | YELLOW DNOB PLASTIC HOOK;50 MM DIA; 110 MM LG CONICAL TOP WITH CLOSED LOOP; C/W REFLECTIVE 3 COLOUR SIGN WITH WORDING DANGER DO NOT OPERATE; | Tools & Equipment
2403730 | HOOK,SCREW | Coachscrew Thread with Neutral Bonding Tab, Dwg 875232-01 (P50) (scm) | Forged Fittings
2489383 | HOOK,SCREW | Test Probe Hook, 6mm, S/Steel, suit Teleperch Test Stick | Hardware & Tools
6320 | HOOK,SUPPORT | SEMI ENCLOSED EYE HOOK;STEEL,MILD; GALV;174 MM LG;12 MM DIA;BAGS OF 50, PACK WEIGHT 10 KG;REFER OCM SET 1-3; | Line Support Equip
12779 | HOOK,SUPPORT | GAINBASE MTG;STEEL;GALV;20 MM DIA ROD; R15 MIN PIGTAIL;OR STRAP ATTACHMENT TO POLES,FOR USE WITH LV ABC;PACK OF 50,PALLET WEIGHT 65; | Line Support Equip
2497451 | HOOK,SUPPORT | EWP Bucket Hook, suit 100mm Lip, 16mm OD, PVC, Pair of 2 | Tools & Equipment
2497444 | HOOK,SUPPORT | EWP Bucket Hook, suit 75mm Lip, 16mm OD, PVC, Pair of 2 | Tools & Equipment
10549 | HOOK,SUPPORT | J-HOOK;STEEL,STRUCTURAL GDE 250;GALV; 125 MM LG;AS1204 STEEL;BAG OF 10, PACK WEIGHT 10 KG;FOR M16 BOLT ON ATTACHMENT,FOR SERVICE TERMINATIONS; | Line Support Equip
18296 | HOOK,SWITCH | HOOK;GUNMETAL ALLOY TYPE;USED TO OPEN & CLOSE SWITCHES; | Hardware & Tools
2473841 | HOOK,SWITCH | Universal Sunrise Adaptor, Insulated Switching Hook | Tools & Equipment
2497196 | HOOK,UNIVERSAL SWITCH | Quick Grab Dual-Probe, Arched Shaped Head, Brass Alloy, Sunrise Attachment, for Drop-Out Fuse Operation | Hardware & Tools
16864 | HORN,LOUD SPEAKER | 150 MM ROUND HORN;4 OHM,10 W;ALUMINIUM; | Misc Non-Contract Items
2498475 | HOSE | Replacement Suction Hose Extension Quick 32mm, Anti Static, for Metabo H-Class Battery Vacuum | Tools & Equipment
2493856 | HOSE ASSY,AIR BREATHING | Versaflo BT-30, Length Adjusting Breathing Tube, Quick Release Swivel Connection, for Versaflo TR-300 Series PAPR | HS & PPE
19016 | HOSE,HYDRAULIC | TWIN HYDRAULIC;ELECTRICALLY NON-COND; ORANGE COLOUR;2.5 M LG;C/WMALE/FEMALE FLUSH FACE QUICK- ACTION COUPLINGS;END GUARDS & DUST CAPS;COMPLIES WITH SAE | Hardware & Tools
19017 | HOSE,HYDRAULIC | TWIN HYDRAULIC;ELECTRICALLY NON-COND; ORANGE COLOUR;3 M LG;C/W MALE/FEMALE FLUSH FACE QUICK-ACTION COUPLINGS;END GUARDS & DUST CAPS;COMPLIES WITH SAE | Hardware & Tools
21099 | HOSE,HYDRAULIC | HYDRAULIC TOOL HOSE SET 3 M;HIGH PRESSURE HOSE,NON-CONDUCTIVE;FITTED WITH 116 FEMALE COUPLINGS AT EACH END; SUPPLIED IN CARRY BAG; | Hardware & Tools
21098 | HOSE,HYDRAULIC | Hyd Tool Hose Assy, 6m, Non-Conductive, c/w 3/8" NPTM, 116 Female One End, 218 Female One End, Carry Bag 690bar, Cejn, Supplied in Carry Bag | Hardware & Tools
3392 | HOSE,NONMETALLIC | REINFORCED NYLEX MESH;WATER;12 MM ID; GREEN;30 M COIL;USED ON LADDERS; PACK OF 1; | PPE, Hardware & Tools
22417 | HOSE,NONMETALLIC | ORANGE LPG HOSE;4 M LG;BRASS FEMALE CONNECTORS;M14 X 1 & 3/8 IN BSP LH; COMPLIES WITH AS1869C;PACK OF 1; RESTRICTED ISSUE TO ASSEST SERVICES | Hardware & Tools
2490555 | HOSE,NONMETALLIC | Hose Kit, suits Milwaukee Stick Transfer Pump, c/w 5m Clear PVC Hose 19mm, 1 x Hose Clamp 17-32mm, 1 x Hose Tail 3/4F to 3/4M Tail | Hardware & Tools
22418 | HOSE,NONMETALLIC | ORANGE LPG HOSE;6 M LG;BRASS FEMALE CONNECTORS;M14 X 1 7 3/8 IN BSP LH; COMPLIES WITH AS1869C;PACK OF 1; RESTRICTED ISSUE TO ASSEST SERVICES | Hardware & Tools
22416 | HOSE,NONMETALLIC | ORANGE LPG HOSE;2 M LG;BRASS FEMALE CONNECTORS;M14 X 1 & 3/8 IN BSP LH; COMPLIES WITH AS1869C;PACK OF 1; RESTRICTED ISSUE TO ASSET SERVICES | Hardware & Tools
19165 | HOT LINE STICK | Fibreglass, 12m Ext Length, Combination Operating/Measuring Telescopic Hot Line Stick, Metric Graduations M/CM, Triang Shape, Hi-Vis Foam-Filled Top Section, | Hardware & Tools
19191 | HOT LINE STICK | HV OPERATING;FIBREGLASS 32 MM DIA; 4 X 1.2 M LG SPLICED SECTIONS;C/W 1 X SILICONE CLOTH;2 X SILICONE WIPES;1 X BLUE VINYL Lockable CARRY BAG; | Hardware & Tools
2491249 | HOT LINE STICK | Orange Insulated Stick, 875mm Long, 300m Handle, u/w Voltage Detectors for Indoor Use. | Hardware & Tools
2427953 | HOT LINE STICK | Live Line, Insulated Stick, 720mm Lg, 76mm Dia, Construct as per Specs in Dwg 901962-01 | Hardware & Tools
919164 | HOT LINE STICK | FIBREGLASS;9.2 M EXT LENGTH COMBINATION OPERATING/MEASURING TELESCOPIC HOT LINE STICK;METRIC GRADUATIONS M/CM;TRIANGULAR SHAPE;HI-VIS FOAM - FILLED TOP SECTION; | Tools & Equipment
919165 | HOT LINE STICK | FIBREGLASS;12 M;EXT LENGTH COMBINATION OPERATING/MEASURING TELESCOPIC HOT LINE STICK;METRIC GRADUATIONS M/CM;TRIANGULAR SHAPE;HI-VIS FOAM - FILLED TOP SECTION;e | Tools & Equipment
25105 | HOT LINE STICK | Insulated Fibreglass stick 1.8m Sunrise fitting on 1 end Asseted & barcoded, as per drawing 32177-A3 | Tools & Equipment
22763 | HOT LINE STICK | ORANGE POLE;800 MM LG;CAT III,600 V; FUSED 10 AMP;SCREW-IN PROBE LEAD ATTACHMENT ON (SC22764); | Hardware & Tools
22029 | HOT LINE STICK | TRANSMISSION OPERATING KIT;C/W 4 X 1.2 M LG 38 MM DIA FIBREGLASS SPILCED SECTIONS;1 X ADAPTOR MALE PLUG-IN TO UNIVERSAL HEAD;1 X ADAPTOR MALE PLUG-IN | Hardware & Tools
19164 | HOT LINE STICK | Fibreglass, 9.2m Ext Length, Combination Operating/Measuring Telescopic Hot Line Stick, Metric Graduations M/CM, Triang Shape, Hi-Vis Foam-Filled Top Section, | Hardware & Tools
2519 | IGNITER,FRICTION | CUP TYPE;WIRE HANDLE;COMWELD BRAND USE STOCK CODE 02493 FOR FLINT; OTHER BRANDS USE STOCK CODE 14850 FOR FLINT;BOX OF 1; | Tools & Equipment
21320 | IGNITER,FRICTION | PIEZO GAS IGNITER;USED TO IGNITE GAS BOTTLE FLAME; | PPE, Hardware & Tools
5401 | IGNITER,LAMP | HP SODIUM,100 W,150 W,250 W,400 W,METAL HALIDE;70 W,150 W,250 W,400 W,240/250 V; STANDARD;3 WAY TERMINAL BLOCK ONLY; PACK OF 5; | Street Lights
13627 | IGNITER,LAMP | HP SODIUM,FOR LAMPS FROM 35 W TO 70 W INCLUSIVE;250 V;STANDARD;USE WITH 70 W HPS LAMPS ONLY;3 WAY TERMINAL BLOCK ONLY ;PACK OF 1; | Street Lights
2492080 | IMPELLER | Flexible Impeller Kit, for Milwaukee M18 Transfer Pump | Hardware & Tools
14319 | INDICATOR,FAULTED CIRCUIT. | ELECTRO-MECHANICAL;10-30 SEC RESET DELAY UPON APPLICATION OF 240 VAC;U/G CABLE UP TO 85 MM DIA,CLAMPS DIRECT TO CABLE;MIN OPERATING CURRENT 40 AMP;CORE BALANCE | Misc Non-Contract Items
20109 | INDICATOR,FAULTED CIRCUIT. | MONITOR EARTH;CT CABLE MTG;FOR 11 KV REMOTE INDICATOR;ELECTRONIC,SELF POWERED;RESET AFTER 4 HRS OR MANUAL RESET BY LOCAL;REFER SC20110 FOR TESTER | Misc Non-Contract Items
20143 | INDICATOR,FAULTED CIRCUIT. | ELECTRONIC,BATTERY POWERED; PROGRAMMABLE USING DIP SWITCHES; CONDUCTOR MOUNTED USING HOTSTICK ADAPTOR FOR 11 KV; | Misc Non-Contract Items
22614 | INDICATOR,FAULTED CIRCUIT. | FBX RMU;11 KV;CABLE LIVE INDICATOR;SPARE PARTS FOR FBX RMU; | Misc Non-Contract Items
21144 | INDICATOR,FAULTED CIRCUIT. | MONITOR EARTH;CT CABLE MTG;FOR 11 KV REMOTE INDICATOR;ELECTRONIC,SELF POWERED;RESET AFTER 4 HRS OR MANUAL RESET BY LOCAL;REFER SC20110 FOR TEST | Misc Non-Contract Items
5063 | INDICATOR,MAXIMUM DEMAND | THERMAL AMMETER;3 PHASE,0 TO 6 AMP, 2 KV/MIN INSULATION;30 MIN TIME LAG; | Substation
22255 | INDICATOR,MAXIMUM DEMAND | WIRE-IN MDI;1200 AMP;FOR PADMOUNT TRANSFORMERS;WEBER RETROFIT; SET COLOUR TO BE BLACK; | Misc Non-Contract Items
22254 | INDICATOR,MAXIMUM DEMAND | PLUG-IN MDI;800 AMP;FOR PADMOUNT TRANSFORMERS;WEBER RETROFIT; | Misc Non-Contract Items
22253 | INDICATOR,MAXIMUM DEMAND | PLUG-IN;WHITE; MDI;500 AMP;FOR PADMOUNT TRANSFORMERS;WEBER RETROFIT; | Misc Non-Contract Items
22252 | INDICATOR,MAXIMUM DEMAND | WIRE-IN MDI;1600 AMP;FOR PADMOUNT TRANSFORMERS;WEBER RETROFIT; SET COLOUR TO BE BLACK; | Misc Non-Contract Items
22924 | INDICATOR,VOLTAGE | VPIS Type, Replacement Test Point for Safelink VPIS, 10 Mega Ohms Voltage Measure, Impedance Multimeter approx 150V between Earth & Phase | Protection
22921 | INDICATOR,VOLTAGE | Old Resistive Type, Replacement Test Point for Safelink Voltage Indication, 4 x Tip Jack Test Points on Metal Plate c/w White Pins, approx 1.8 Meg Ohm | Protection
21248 | INDICATOR,WINDOW | SWITCH FUSE INDICATOR WINDOW;FOR LUCY FRMU RMU; | Misc Non-Contract Items
9500 | INDOOR SWITCHGEAR. | FEEDER UNIT;SOUTH WALES;12 KV;3 PHASE; 400 AMP CCT CONNECTIONS;800 AMP BUSBARS; 13.1 KA SH TIME W/STAND;BUSBAR INSUL EPOXY/AIR; | Switchgear
9552 | INDOOR SWITCHGEAR. | FEEDER UNIT;ENGLISH ELECTRIC;12 KV; 3 PHASE;400 AMP CCT CONNECTIONS;800 AMP BUSBARS;13.1 KA SH TIME W/STAND; BUSBAR INSUL EPOXY/AIR; | Switchgear
17902 | INDOOR SWITCHGEAR. | SINGLE FEEDER UNIT;NU-LEC;12 KV;3 PHASE; 800 AMP;50 HZ;2000 AMP BUSBARS;FAULT LEVEL-20 KA FOR 3 SECS;AIR INSULATED BUS ;OC,EF & SEF PROT;MFR DATA RECORDED IN | Switchgear
17042 | INDOOR SWITCHGEAR. | SINGLE FEEDER UNIT;REYROLLE;12 KV; 3 PHASE;800 AMP CCT;2000 AMP BUSBARS; 20 KA SHT TIME W/STAND;EPOXY BUS INSULATION;O/C,E/F & SEF PROT; | Switchgear
9587 | INDOOR SWITCHGEAR. | FEEDER UNIT;REYROLLE;12 KV;3 PHASE; 400 AMP CCT CONNECTIONS;800 AMP BUSBARS;13.1 KA SH TIME W/STAND;BUSBAR INSUL EPOXY/AIR; | Switchgear
17904 | INDOOR SWITCHGEAR. | INDOOR SWITCHGEAR;800 AMP;SINGLE FEEDER; OC,EF & SEF PROT;C/W CIRCUIT BREAKER; COMBINATION OF STOCK CODES 17902 & 17903 FOR COMPLETE ITEM; | Switchgear
17906 | INDOOR SWITCHGEAR. | INDOOR SWITCHGEAR;800 AMP;SINGLE FEEDER; OC,EF & FD PROT;C/W CIRCUIT BREAKER; COMBINATION OF STOCK CODES 17903 & 17905 FOR COMPLETE ITEM; | Switchgear
17908 | INDOOR SWITCHGEAR. | INDOOR SWITCHGEAR;800 AMP;FEEDER/ CAPACITOR UNIT;OC,EF & SEF PROT;C/W CIRCUIT BREAKER;COMBINATION STOCK CODES 17903 & 17907 FOR COMPLETE ITEM; | Switchgear
17917 | INDOOR SWITCHGEAR. | DOUBLE FEEDER CAPACITOR UNIT;NU-LEC; 12 KV;3 PHASE;800 AMP;50 HZ;2000 AMP BUSBARS;FAULT LEVEL - 20 KA FOR 3 SECS; AIR INSUL BUS;OC,EF & FD DOUBLE FEEDER | Switchgear
17916 | INDOOR SWITCHGEAR. | INDOOR SWITCHGEAR;800 AMP;DOUBLE FEEDER CAPACITOR;OC,EF & SEF PROT;C/W CIRCUIT BREAKER;COMBINATION OF STOCK CODES 17903 & 17915 FOR COMPLETE ITEM; | Switchgear
17915 | INDOOR SWITCHGEAR. | DOUBLE FEEDER CAPACITOR UNIT;NU-LEC; 12 KV;3 PHASE;800 AMP;50 HZ;2000 AMP BUSBARS;FAULT LEVEL - 20 KA FOR 3 SECS; AIR INSUL BUS;OC,EF & SEF DOUBLE FEEDER | Switchgear
17914 | INDOOR SWITCHGEAR. | INDOOR SWITCHGEAR;800 AMP;DOUBLE FEEDER UNIT;OC,EF & FD PROT;C/W CIRCUIT BREAKER COMBINATION OF STOCK CODES 17903 & 17913 FOR COMPLETE ITEM;REFER SC18996; | Switchgear
17913 | INDOOR SWITCHGEAR. | DOUBLE FEEDER UNIT;NU-LEC;12 KV;3 PHASE; 800 AMP;50 HZ;2000 AMP BUSBARS;FAULT LEVEL - 20 KA FOR 3 SECS;AIR INSUL BUS; OC,EF & FD DOUBLE FEEDER PROT;MFR DATA | Switchgear
17912 | INDOOR SWITCHGEAR. | INDOOR SWITCHGEAR;800 AMP;DOUBLE FEEDER UNIT;OC,EF & SEF PROT;C/W CIRCUIT BREAKER;COMBINATION OF STOCK CODES 17903 7 17911 FOR COMPLETE ITEM;REFER | Switchgear
17911 | INDOOR SWITCHGEAR. | DOUBLE FEEDER UNIT;NU-LEC;12 KV;3 PHASE; 800 AMP;50 HZ;2000 AMP BUSBARS;FAULT LEVEL - 20 KA FOR 3 SECS;AIR INSUL BUS; OC,EF & SEF DOUBLE FEEDER PROT;MFR DATA | Switchgear
17910 | INDOOR SWITCHGEAR. | INDOOR SWITCHGEAR;800 AMP;FEEDER/ CAPACITOR UNIT;OC,EF & FD PROT;C/W CIRCUIT BREAKER;COMBINATION OF STOCK CODES 17903 & 17909 FOR COMPLETE ITEM; | Switchgear
17909 | INDOOR SWITCHGEAR. | FEEDER CAPACITOR UNIT;NU-LEC;12 KV; 3 PHASE;800 AMP;50 HZ;2000 AMP BUSBARS; FAULT LEVEL - 20 KA FOR 3 SECS;AIR INSUL BUS;OC,EF & FD FEEDER CAPACITOR PROT;MFR | Switchgear
20192 | INDOOR SWITCHGEAR. | CONTACTOR;12 KV;3 PHASE;400 AMP;6 KA FOR 1 SEC;110 V DC;ELECT L;ATCHED CAPACITOR BANK SWITCHING;CONTACTOR FOR SC19856,SC19857 & SC19941; | Switchgear
17928 | INDOOR SWITCHGEAR. | INDOOR SWITCHGEAR;2000 AMP;BUS SECTION; BUS BLOCKING/FRAME LEAKAGE PROT;C/W CIRCUIT BREAKER;COMBINATION OF STOCK CODES 17924 & 17927 FOR COMPLETE ITEM; | Switchgear
17927 | INDOOR SWITCHGEAR. | BUS SECTION UNIT;NU-LEC;12 KV;3 PHASE; 2000 AMP;50 HZ;2000 AMP BUSBARS;FAULT LEVEL - 20 KA FOR 3 SECS;AIR INSUL BUS; BUS BLOCKING PROT FUTURE;MFR DATA | Switchgear
17926 | INDOOR SWITCHGEAR. | INDOOR SWITCHGEAR;2000 AMP;BUS SECTION; BUS BLOCKING/FRAME LEAKAGE PROT;C/W CIRCUIT BREAKER;COMBINATION OF STOCK CODES 17924 & 17925 FOR COMPLETE ITEM | Switchgear
17925 | INDOOR SWITCHGEAR. | BUS SECTION UNIT;NU-LEC;12 KV;3 PHASE; 2000 AMP;50 HZ;2000 AMP BUSBARS;FAULT LEVEL - 20 KA FOR 3 SECS;AIR INSUL BUS; BUS BLOCKING PROT FUTURE;MFR DATA | Switchgear
17923 | INDOOR SWITCHGEAR. | INDOOR SWITCHGEAR;1250 AMP;MOBILE TIE/ FEEDER UNIT;OC,EF & SEF PROT;C/W CIRCUIT BREAKER;COMBINATION OF STOCK CODES 17919 & 17922 FOR COMPLETE ITEM;REFER SC18998 | Switchgear
17922 | INDOOR SWITCHGEAR. | MOBILETIE/FEEDER UNIT;NU-LEC;12 KV; 3 PHASE;1250 AMP;50 HZ;2000 AMP BUSBARS; FAULT LEVEL - 20 KA FOR 3 SECS;AIR INSUL BUS;OC,EF & SEF MOBILE TIE/FEEDER PROT; | Switchgear
17921 | INDOOR SWITCHGEAR. | INDOOR SWITCHGEAR;1250 AMP;BUS TIE/ FUTURE FEEDER/CAPACITOR UNIT;OC,EF & SEF PROT;C/W CIRCUIT BREAKER;COMBINATION OF STOCK CODES 17919 7 17920 FOR COMPLETE | Switchgear
17920 | INDOOR SWITCHGEAR. | BUS TIE/FEEDER UNIT;NU-LEC;12 KV; 3 PHASE;1250 AMP;50 HZ;2000 AMP AMP BUSBARS;FAULT LEVEL - 20 KA FOR 3 SECS; AIR INSUL BUS;OC,EF & SEF BUS TIE/FUTURE | Switchgear
17918 | INDOOR SWITCHGEAR. | INDOOR SWITCHGEAR;800 AMP;DOUBLE FEEDER CAPACITOR UNIT;OC,EF & FD PROT;C/W CIRCUIT BREAKER;COMBINATION OF STOCK CODES 17903 7 17917 FOR COMPLETE ITEM; | Switchgear
17934 | INDOOR SWITCHGEAR. | INDOOR SWITCHGEAR;2000 AMP;TRANSFORMER UNIT;OC,EF,TFMR DIFF PROT & METERING CT'S;C/W CIRCUIT BREAKER;COMBINATION OF STOCK CODES 17924 & 17933 FOR COMPLETE | Switchgear
17933 | INDOOR SWITCHGEAR. | TRANSFORMER UNIT;NU-LEC;12 KV;3 PHASE; 2000 AMP;50 HZ;2000 AMP BUSBARS;FAULT LEVEL - 20 KA FOR 3 SECS;AIR INSUL BUS; TFMR DIFF,OC,EF PROT & METERING CT'S;MFR | Switchgear
17932 | INDOOR SWITCHGEAR. | INDOOR SWITCHGEAR;FOR MODULAR S/STNS; 2000 AMP;TRANSFORMER UNIT;OC,EF,TFMR DIFF & FRAME LEAKAGE PROT & METERING CT'S;C/W CIRCUIT BREAKER;COMBINATION OF | Switchgear
17931 | INDOOR SWITCHGEAR. | TRANSFORMER UNIT;NU-LEC;12 KV;3 PHASE; 2000 AMP;50 HZ;2000 AMP BUSBARS;FAULT LEVEL - 20 KA FOR 3 SECS;AIR INSUL BUS; TFMR DIFF,OC,EF & FRAME LEAKAGE PROT;& | Switchgear
17930 | INDOOR SWITCHGEAR. | INDOOR SWITCHGEAR;2000 AMP;TRANSFORMER UNIT;OC,EF,TFMR DIFF & METERING CT'S;C/W CIRCUIT BREAKER;COMBINATION OF STOCK CODES 17924 & 17929 FOR COMPLETE ITEM; | Switchgear
17929 | INDOOR SWITCHGEAR. | TRANSFORMER UNIT;NU-LEC;12 KV;3 PHASE; 2000 AMP;50 HZ 2000 AMP BUSBARS;FAULT LEVEL - 20 KA FOR 3 SECS;AIR INSUL BUS; TFMR DIFF;OC,EF & METERING CT'S PROT; | Switchgear
17907 | INDOOR SWITCHGEAR. | FEEDER CAPACITOR UNIT;NU-LEC;12 KV; 3 PHASE;800 AMP;50 HZ;2000 AMP BUSBARS; FAULT LEVEL - 20 KA FOR 3 SECS;AIR INSUL BUS;OC,EF & SEF FEEDER CAPACITOR PROT; | Switchgear
17905 | INDOOR SWITCHGEAR. | SINGLE FEEDER UNIT;NU-LEC;12 KV;3 PHASE; 800 AMP;50 HZ;2000 AMP BUSBARS;FAULT LEVEL - 20 KA FOR 3 SECS;AIR INSULATED BUS;OC,EF & FD PROT;MFR DATA RECORDED IN | Switchgear
21316 | INDUSTRIAL,WORKWEAR | FOR VARIOUS GARMENTS;MADE TO MEASURE FOR REQUIREMENTS OUTSIDE STANDARD FITTINGS; | HS & PPE
2492130 | INSECT NET,HEAD | Fly & Mosquito Head Protection, Fine Mesh, One Size, Pull Cord for Secure Fit | Hardware & Tools
25432 | INSECT REPELLENT | AEROGARD Trop Strength, Press Pack 150g, (Provides 6 hr protection against mosquitoes) Low Irritant, neutral smell once dry, suitable for everyday use | PPE, Hardware & Tools
25536 | INSECT REPELLENT | Bushmans, Aerosol 150g, 20% Deet, (7 hours effective protection) | PPE, Hardware & Tools
25562 | INSECT REPELLENT | RID Med Workforce Strength Repellent plus antiseptic spray, 150 g, 19.5% DEET, (6 hours effective protection) | PPE, Hardware & Tools
25551 | INSECT REPELLENT | RID Antiseptic Repellent, 100ml lotion Pump - 16% DEET, (4 hours effective protection) | PPE, Hardware & Tools
25540 | INSECT REPELLENT | Bushmans, Ultra Gel 75g, 80% DEET (15 hours effective protection) | PPE, Hardware & Tools
25529 | INSECT REPELLENT | Bushmans, Aerosol 350g, 20% DEET (7 hours effective protection) | Hardware & Tools
4136 | INSECT REPELLENT,PERSONAL | OFF! Kids, Insect Repellent, 175ml Pump Spray Bottle, Non-Greasy, Soft Scented, Repels Mosquitoes, Flies, Sandflies & other Biting Insects, contains Picaridin | PPE, Hardware & Tools
16465 | INSECT REPELLENT,PERSONAL | MEDICATED SPRAY;RID TROPICAL STRENGTH ANTISEPTIC;PERSONAL APPLICATION;100 ML PUMP SPRAY; REPELS FLIES,SANDFLIES, MOSQUITOS & TICKS; | PPE, Hardware & Tools
22433 | INSECT REPELLENT,PERSONAL | MEDICATED SPRAY;BUSHMANS 40% DEET, HEAVY DUTY AEROSOL;REPELS BLOOD SUCKING INSECTS;225 G CAN,PACK OF 12; APPLICATION TO CLOTHING & BOOTS; | PPE, Hardware & Tools
4126 | INSECTICIDE | WaspJet, Aerosol, Spray up to 6m, Di-Electric Strength, Kills Wasps & Larvae | PPE, Hardware & Tools
4128 | INSECTICIDE,ALLETHRIN-PHENOTHRIN | LIQUID IN PRESSURE PACK;AIR SPACE SPRAY, LOW IRRITANT INSECT SPRAY;350 G CAN; 12 PER CARTON,PACK WEIGHT 6.5 KG; | PPE, Hardware & Tools
17446 | INSECTICIDE,BIFLEX EMULSION | LIGHT BROWN LIQUID;LOW ODOUR;WHITE ANT CONTROL,TERMITICIDE DUO 200;5 L DRUM; RETURNABLE DRUM;USED FOR THE PREVENTION CONTROL OF TERMITE | Misc Non-Contract Items
2496602 | INSECTICIDE,FIPRONIL | SAS PRO, Granule Ant Killer, Silica Carrier Particles, 1kg Shaker Pack | HS & PPE
2496610 | INSECTICIDE,FIPRONIL | SAS PRO, Granule Ant Killer, Silica Carrier Particles, 10kg Pail c/w Scoop & Shaker | HS & PPE
4127 | INSECTICIDE,PROPOXUR-DICHLORVOS | LIQUID IN PRESSURE PACK;RAID ONE SHOT CRAWLING INSECT SURFACE SPRAY,450 G CAN; CARTON OF 12, PACK WEIGHT 7.8 KG;INSECT SURFACE SPRAY FOR HOUSEHOLD USE; | PPE, Hardware & Tools
22634 | INSPECTION TEE ELECTRICAL CONDUIT. | RIGID PVC;50 MM INSPECTION TEE;SUITS 50 MM CONDUIT;GREY COLOUR;PACK OF 2; | Hardware & Tools
22738 | INSPECTION TEE ELECTRICAL CONDUIT. | RIGID PVC;25 MM CONDUIT TEE;GREY COLOUR; BOX OF 10; | Hardware & Tools
2429637 | INSTALL & REMOVAL TOOL,FUSE | FUSE CUP; UNIVERSAL HOLDER; FIBREGLASS REINFORCED FOR INSTALLATION & REMOVAL OF EDO'S; YELLOW, 100 & 200 AMP FUSES, FITTING, DNOB APPLICATOR, ASSY; | Hardware & Tools
2484319 | INSTALLATION TOOL,CABLE TIE | Tensioning Tool, Palm Grip, Metal Body with Plastic Hand-Grips | Tools & Equipment
23143 | INSTRUMENT BAGS | EQUIPMENT BAG MED; PVC ORANGE; FOLD OVER FLAP; HANDLE REINFORCED; (L)460MM X (W)130MM X(H)290MM; 3 EXTERNAL & 3 INTERNAL POCKETS; | Misc Non-Contract Items
2475267 | INSULATED EXTENSION SOCKET | Insulated Extension Socket, 130cm, 1/2 inch female to male, 1000V rated | Hardware & Tools
16818 | INSULATED LIFTING HANDLE | USED ON UNDERGROUND LV LINK PILLARS; STEEL;CELLULOSE ACETATE;1/4 IN WHITWORTH ;TO SUIT GEC HENLEY LV LINKS;FOR STOCK CODES 06844 & 15937; | U/G Equipment
6781 | INSULATING COMPOUND KIT,ELECTRICAL | JOINTING COMMUNICATIONS SPLICING & BLOCKING 14 TO 26 PR;PACK OF 1;FOR 10 PAIR & 20 PAIR PILOT CABLE JOINTS C/W HEATSHRINK SLEEVE 600 MM LG;UJ MANUAL | U/G Equipment
16478 | INSULATING COMPOUND KIT,ELECTRICAL | 3 Part Polyurethane Resin Compound, Resin Base, Hardener & Filler, Operating Temperature 90°C, 7.5L Kit | U/G Equipment
2402101 | INSULATING COMPOUND,ELECTRICAL | DUSSEK R4, Rosin Oil, Semi Fluid Cable Compound, 25L, 20kg Drum | U/G Equipment
2489367 | INSULATING COMPOUND,ELECTRICAL | GUROFLO-H2000, 1 Part Silicon, Oil Based Insulating Medium, for 11kV - 33kV Cable Boxes with XLPE Cables, 20L Drum | U/G Equipment
2489359 | INSULATING COMPOUND,ELECTRICAL | DUSSEK R4M, Rosin Oil, Sets Thick, for Cable Boxes 33kV or Less, 16kg Pail | U/G Equipment
24194 | INSULATING COMPOUND,ELECTRICAL | GUROFLEX MV INSULATING COMPOUND;TWO PART COLD POUR;FOR 33 KV STRAIGHT JOINTS ,USING COPPER SLEEVES ON 185-800 SQ MM XLPE/LY/HDPE;10L KIT;SHELF LIFE 2 YRS | Substation
24183 | INSULATING COMPOUND,ELECTRICAL | GUROFLEX MV INSULATING COMPOUND;TWO PART COLD POUR;FOR 33 KV STRAIGHT JOINTS ,USING COPPER SLEEVES ON 185-800 SQ MM XLPE/LY/HDPE;4.3 L KIT;SHELF LIFE 2 YRS | Substation
23881 | INSULATING COMPOUND,ELECTRICAL | Resin & Hardener Compound DS700A&B, Alt Resin for Prysmian 110kV Joint Outer Box, 20kg When Mixed, 6 Units per Joint | U/G Equipment
20345 | INSULATING COMPOUND,ELECTRICAL | GUROFLEX MV INSULATING COMPOUND;TWO PART COLD POUR;FOR 33 KV STRAIGHT JOINTS ,USING COPPER SLEEVES ON 185-800 SQ MM XLPE/LY/HDPE;5.5 L KIT;SHELF LIFE 2 YRS | U/G Equipment
19115 | INSULATING COMPOUND,ELECTRICAL | R2710, 110kV & 33kV, Outerbox Compound for Fluid Filled Joints, 16kg Can | General Hardware
13117 | INSULATING COMPOUND,ELECTRICAL | BITUMEN;11 KV PAPER SEPARATOR JOINT; BSI858;10 KG PACK;SUITABLE FOR 11 KV TERM & OTHER JOINTS;ORDER IN MULTIPLES OF 10; | U/G Equipment
3874 | INSULATING OIL,ELECTRICAL | OIL FILLED CABLES;LOW VISCOSITY SYNTHETIC (ALKYL BENZENE ) OR DODECYLBENZENE);APPROX 209 L STEEL DRUM; 180KG;DDB CABLE OIL;BIO DEGRADABLE. | U/G Accessories
25498 | INSULATING OIL,ELECTRICAL | Transformer Oil, 1000L IBC, w/o Oxidation Inhibitors, Moisture <15PPM, Breakdown Voltage Dielectric >50, TS460, AS1767 | Dangerous Goods
2477115 | INSULATING OIL,ELECTRICAL | Mineral Insulating Oil, 20 000L ISO Tank Uninhibited, Non-passivated for Transformers & Switchgear | Dangerous Goods
2477107 | INSULATING OIL,ELECTRICAL | Mineral Insulating Oil, 10 000L ISO Tank Uninhibited, Non-passivated for Transformers & Switchgear | Dangerous Goods
2477099 | INSULATING OIL,ELECTRICAL | Mineral Insulating Oil, 1000L IBC, Uninhibited, Non-passivated for Transformers & Switchgear, comes in Metal Enclosed Plastic Container | Dangerous Goods
2477081 | INSULATING OIL,ELECTRICAL | Mineral Insulating Oil, 205L Drum, Uninhibited, Non-passivated for Transformers & Switchgear | Dangerous Goods
23330 | INSULATING OIL,ELECTRICAL | INSULATING OIL, PASSIVATOR; METAL SOLUBLE; NYPASS DILUTION; IN AN UNINHIBITED MINERAL TRANSFORMER OIL;205 LITRE DRUM; | Misc Non-Contract Items
3882 | INSULATING OIL,ELECTRICAL | Transformer Oil, 205L Drum, w/o Oxidation Inhibitors, Moisture <15PPM, Breakdown Voltage Dielectric >50, 4 Drums per Pallet, AS1767 | Dangerous Goods
19112 | INSULATING OIL,ELECTRICAL | BULK TRANSFORMER OIL;W/O OXIDATION INHIBITORS; "PACK WEIGHT 17600 KG; (1 METRIC TONNE = 1000 KG)" | Dangerous Goods
3883 | INSULATING OIL,ELECTRICAL | Transformer Oil, 205L Drum, c/w Oxidation Inhibitors & Metal Passivators AS1767 | Misc Non-Contract Items
2473668 | INSULATION BLANKET | Welding Blanket, Hi-Temp, 1.8 x 2.0m, Tightly Woven Silica-Glass Fabric, 1100 DegC Working Temp | Tools & Equipment
19295 | INSULATION BLANKET,ELECTRICAL. | CLASS 4;SLOTTED;36 IN X 36 IN (914 MM X 914 MM);ORANGE;28 EYELETS: WEIGHT 3.2 KG; | Hardware & Tools
19296 | INSULATION BLANKET,ELECTRICAL. | CLASS 4;SOLID;36 IN X 36 IN (914 MM X 914 MM);ORANGE;6 EYELETS: WEIGHT 3.6 KG; | Hardware & Tools
19027 | INSULATION HOOD | POLYPROPYLENE;BLUE/GREY;170 MM DIA, 220 MM LG;WRAPAROUND CONSTRUCTION,SNAP- LOCK FIXINGS;TRACK & UV RESISTANT;PACK | Line Hardware
17270 | INSULATION HOOD | POLYPROPYLENE;BLUE/GREY;152 MM LG,130 MM DIA;WRAPAROUND CONSTRUCTION,C/W 4 SNAP- LOCK FIXINGS;TRACK & UV RESISTANT;PACK WILDLIFE PROTECTOR | Line Hardware
20282 | INSULATION HOOD | RE-USEABLE CLIP-ON WILDLIFE PROOFING COVER;FOR WEDGE-CLEVIS STRAIN CLAMP SC20281;PACK OF 12; | Line Hardware
22772 | INSULATION HOOD | RE-USEABLE CLIP-ON WILDLIFE PROOFING COVER;FOR HVABC CROSSARM JOINTS;U/W SC22774 & SC22775; | Line Hardware
6889 | INSULATION HOOD | PVC,FLAME RETARDANT;BLACK;65 MM OD, 90 MM LG,+ CONICAL/SQUARE END 55 MM LG MM WALL THK;BOX OF 100; PACK WEIGHT 8.0 KG;USED IN URD ELECTRICITY SUPPLY | U/G Pits & Pillars
13891 | INSULATION HOOD | PVC,FLAME RETARDANT;BLACK;87 MM OD,150 MM LG,+ CONICAL/SQUARE END 50 MM LG,3 MM WALL THK;BOX OF 36,PACK WEIGHT 9 KG; 864 PER PALLET; USE IN URD ELECTRICITY | U/G Pits & Pillars
3703 | INSULATION SHEET,ELECTRICAL | BAKELITE;9.5 MM THK;310 MM W;1030 MM LG; BLACK;PACK OF 1; | Hardware & Tools
6731 | INSULATION SLEEVE,ELEC,BRANCHED | 4-WAY;L/V;20 TO 50 MM DIA,CABLE END; 7- 20 MM DIA,FINGER END;MIN O/A LENGTH 150 MM MIN,FINGER LENGTH 30 MM; ADHESIVE LINED;TO SUIT 4 CORE 120 SQ MM | U/G Equipment
6732 | INSULATION SLEEVE,ELEC,BRANCHED | 4-WAY;L/V;35 TO 75 MM DIA,CABLE END; 13 TO 35 DIA,FINGER END,MIN O/A LENGTH 170 MM,MIN FINGER LENGTH 30 MM; ADHESIVE LINED;TO SUIT 240/300 SQ MM | U/G Equipment
18571 | INSULATION SLEEVE,ELEC,BRANCHED | LG 3 FINGER CABLE BREAKOUT;WITH INTERNAL ADHESIVE;PACK OF 5; | U/G Equipment
18570 | INSULATION SLEEVE,ELEC,BRANCHED | SML 3 FINGER CABLE BREAKOUT;WITH INTERNAL ADHESIVE;PACK OF 5; | U/G Equipment
13617 | INSULATION SLEEVE,ELEC,BRANCHED | 4-WAY;L/V;25 TO 60 MM DIA,CABLE END;7 TO 30 MM DIA,FINGER END,MIN O/A LENGTH 200 MM;MIN FINGER LENGTH 35 MM;ADHESIVE LINED;TO SUIT 4 CORE,185/240 SQ MM,PLY & | U/G Equipment
12390 | INSULATION SLEEVE,ELEC,BRANCHED | 4-WAY;L/V;15 TO 35 MM DIA,CABLE END,5 TO 13 MM DIA,FINGER END,MIN O/A LENGTH 90 MM,MIN FINGER LENGTH 20 MM;ADHESIVE LINED;TO SUIT 4 CORE 16 & 25 SQ MM | U/G Equipment
11707 | INSULATION SLEEVING,ELEC,SPECIAL PURPOSE | RIGHT ANGLE;HV,HEAT SHRINK;15 TO 25 MM DIA,CABLE END;35 TO 70 MM DIA,BUSHING END KIT OF 3;UJ MANUAL 2.09 D (95 SQ MM) ;PACK OF 1,PACK WEIGHT 2 KG; | U/G Equipment
11710 | INSULATION SLEEVING,ELEC,SPECIAL PURPOSE | STRAIGHT,STEPPED;HV,HEAT SHRINK; 24 TO 50 MM DIA,50 MM LG,SMALL DIA END; 32 TO 70 MM DIA,160 MM LG,LARGE DIA END; KIT OF 1;UJ MANUAL 2.902D (185 TO 400 | U/G Equipment
11708 | INSULATION SLEEVING,ELEC,SPECIAL PURPOSE | RIGHT ANGLE;HV,HEAT SHRINK;25 MM TO 50 MM DIA,CABLE END;34 TO 70 MM DIA, BUSHING END KIT OF 1;UJ MANUAL 2.902D (185,240 & 300 SQ MM); | U/G Equipment
12893 | INSULATION SLEEVING,ELEC,SPECIAL PURPOSE | RIGHT ANGLE;HV,HEAT SHRINK;10 TO 25 MM DIA,50 MM LG,CABLE END;32 TO 70 MM DIA, 115 MM LG,BUSHING END;KIT OF 3;UJ MANUAL 2.09 D (25 & 35 SQ MM);PACK OF 1; | U/G Equipment
15884 | INSULATION SLEEVING,ELEC,SPECIAL PURPOSE | STRAIGHT,STEPPED;HV,NON HEAT SHRINK;FOR 240 SQ MM ALUM TERMINATIONS TO ANDELEC RMU'S;1 PACK = KIT OF 3;REFER UJ MAN 2/902; | U/G Equipment
17272 | INSULATION SLEEVING,ELEC,SPECIAL PURPOSE | Split Sleeve, Grey EPDM, 10mm ID, 2 x 15m Coils per Box | Line Hardware
22549 | INSULATION SLEEVING,ELEC,SPECIAL PURPOSE | INSULATING BOOT;12-24 KV;RIGHT ANGLE;SET OF 3;3M TERMINAL PROTECTOR TP-500;EPDM RUBBER;TO SUIT CONDUCTOR CROSS-SECTION 25-300 SQ MM;C/W REMOVABLE RUBBER PLUG | O/Head Line
22538 | INSULATION SLEEVING,ELEC,SPECIAL PURPOSE | INSULATING BOOT;12-24 KV;RIGHT ANGLE; SET OF 3;ABB KABELDON-KAP 300 U;RUBBER BOOT TO SUIT CONDUCTOR CROSS-SECTION 25-300 SQ MM;C/W REMOVABLE PLASTIC PLUG; | O/Head Line
18736 | INSULATION SLEEVING,ELEC,SPECIAL PURPOSE | CORRIGATED;HV,NON-HEAT SHRINK;FOR 35 TO 400 SQ MM CABLE TERMINATIONS TO ABB SAFELINK RMU'S;KIT OF 3; | U/G Equipment
17273 | INSULATION SLEEVING,ELEC,SPECIAL PURPOSE | Split Sleeve, Grey EPDM, 20mm ID, 1 x 15m Coil per Box | Line Hardware
17243 | INSULATION SLEEVING,ELEC,SPECIAL PURPOSE | STRAIGHT,STEEPED;HV NON HEAT SHRINK; FOR 35 SQ MM CABLE;COPPER/ALUMINIUM TERMINATION TO ANDELEC RMU'S;KIT OF 3; REFER UJ MAN 2/902; | U/G Equipment
15882 | INSULATION SLEEVING,ELEC,SPECIAL PURPOSE | STRAIGHT,STEPPED;HV,NON HEAT SHRINK;FOR 95 SQ MM ALUM OR COPPER TERMINATIONS TO ANDELEC RMU'S;KIT OF 3;REFER UJ MAN 2/902; | U/G Equipment
12902 | INSULATION SLEEVING,ELEC,SPECIAL PURPOSE | STRAIGHT,STEPPED;HV,HEAT SHRINK;10 TO 25 MM DIA,50 MM LG,SMALL DIA END;32 TO 70 MM DIA,115 MM LG,LARGE DIA END;KIT OF 1; UJ MANUAL 2.0902 D (25, 35 & 70 SQ MM); | U/G Equipment
11711 | INSULATION SLEEVING,ELEC,SPECIAL PURPOSE | POLYOLEFIN,HV HEAT SHRINK;89 MM MIN ID EXP,45.5 MM MAX ID RECOVERED;250 MM LG; HV TRACK-RESISTANT;KIT OF 1;UJ MANUAL 2.09,(630-1000 SQ MM;UJ MANUAL 2.902D; | U/G Equipment
3640 | INSULATION SLEEVING,ELECTRICAL | POLYOLEFIN,HEAT SHRINKABLE; 3.2 MM MIN ID XP,1.6 MM MAX ID RECOVERED 0.51 MM MIN THK RECOVERED;1.2 LG;BLACK; BOX OF 50,PACK WEIGHT 5 KG; | U/G Equipment
3645 | INSULATION SLEEVING,ELECTRICAL | POLYOLEFIN,HEAT SHRINKABLE;4.8 MM MIN ID EXP,2.4 MM MAX ID RECOVERED;0.51 MM MIN THK RECOVERED;1.2 M LG;BLACK;PACK OF 50 ,PACK WEIGHT 5 KG; | U/G Equipment
3651 | INSULATION SLEEVING,ELECTRICAL | POLYOLEFIN,HEAT SHRINKABLE;6.4 MM MIN ID EXP,3.2 MM MAX ID RECOVERED;0.64 MM MIN THK RECOVERED;1.2 M LG;RED;PACK OF 50, PACK WEIGHT 5 KG; | U/G Equipment
3656 | INSULATION SLEEVING,ELECTRICAL | POLYOLEFIN,HEAT SHRINKABLE;9.5 MM MIN ID EXP,4.8 MM MAX ID RECOVERED;0.64 MM MIN THK RECOVERED;1.2 M LG;RED;PACK OF 50, PACK WEIGHT 5 KG; | U/G Equipment
21300 | INSULATION SLEEVING,ELECTRICAL | HEATSHRINK;11 KV;FOR CABLE TRIFURCATION MWTM SLEEVING FOR 11 KV TERMINATION; SUITS TYCO KIT 202A-IXSU-FEX202A;PACK CONTAINING 40 M ROLL OF HS SLEEVING; | U/G Equipment
19670 | INSULATION SLEEVING,ELECTRICAL | Heat Shrink, EP Polymer, Dull Red, 660mm W, 2.4mm Thk, 36kV, 10m Roll | U/G Equipment
19669 | INSULATION SLEEVING,ELECTRICAL | RAYSULATE ETHYLENE-PROPYLENE POLMER; HEATSHRINKABLE;36 KV;65 MM MAX ID,25 MM MIN ID RECOVERED;3.6 MM THK RECOVERED; DULL RED COLOUR;15 M ROLL; | U/G Equipment
18568 | INSULATION SLEEVING,ELECTRICAL | MEDIUM WALL INSULATING TUBING,WITH ADHESIVE COATING;DIAMETER RANGE 63 MM TO 19 MM;1200 MM LG;PACK OF 10; | U/G Equipment
18567 | INSULATION SLEEVING,ELECTRICAL | MEDIUM WALL INSULATING TUBING,WITH ADHESIVE COATING;DIAMETER RANGE 50 MM TO 16 MM;1200 MM LG;PACK OF 10; | U/G Equipment
18565 | INSULATION SLEEVING,ELECTRICAL | CABLE REPAIR SLEEVE;WITH ADHESIVE COATING;DIAMETER RANGE 250 MM TO 98 MM; 1500 MM LG;ZIP UP STYLE;PACK OF 1; | U/G Equipment
18564 | INSULATION SLEEVING,ELECTRICAL | CABLE REPAIR SLEEVE;WITH ADHESIVE COATING;DIAMETER RANGE 198 MM TO 55 MM; 1500 MM LG; | U/G Equipment
18563 | INSULATION SLEEVING,ELECTRICAL | CABLE REPAIR SLEEVE;WITH ADHESIVE COATING;DIAMETER RANGE 143 MM TO 36 MM; 1500 MM LG; | U/G Equipment
18157 | INSULATION SLEEVING,ELECTRICAL | QTM SILICON RUBBER;COLD SHRINK; 43.0 MM MIN ID,15.0 MM ID RECOVERED; 200 MM LG;GREY;PACK OF 1;U/W STOCK CODE 17798; | Hardware & Tools
17784 | INSULATION SLEEVING,ELECTRICAL | RAYSULATE ETHYLENE-PROPYLENE POLYMER; HEATSHRINKABLE;50 MM MIN ID EXP,20 MM MIN MAX ID RECOVERED;2.5 MM MIN THK RECOVERED;15 M ROLLPACK WEIGHT 7 KG; | U/G Equipment
16602 | INSULATION SLEEVING,ELECTRICAL | Heat Shrink, Wrap Around, 107/29mm ID, 1500mm Lg, Min 2mm Thk, Black, Polyolefin, Meltable Inner Lining, suit Cable 34 to 65mm Dia | U/G Equipment
2493393 | INSULATION SLEEVING,ELECTRICAL | Heavy-Wall Heat Shrink Tubing, 180-50mm, 400mm Lg c/w Adhesive Coating, Pack of 5 | U/G Accessories
2404311 | INSULATION SLEEVING,ELECTRICAL | Heat Shrink, Wrap Around, 107/29mm ID, 1000mm Lg, Min 2mm Thk, Black, Polyolefin, Meltable Inner Lining | U/G Equipment
2482628 | INSULATION SLEEVING,ELECTRICAL | Heat shrink, Thick Walled, Clear 40mm - 12mm, 1200mm length Glue lined | U/G Equipment
2465276 | INSULATION SLEEVING,ELECTRICAL | Heat Shrink Tubing, 13/6.5mm, 1.2m Lg, Yellow/Green, Thin Wall, Flame Retardant UV Stabilised | U/G Accessories
2465250 | INSULATION SLEEVING,ELECTRICAL | Heat Shrink Tubing, 13/6.5mm, 1.2m Lg, White, Thin Wall, Flame Retardant, UV Stabilised | U/G Accessories
2465268 | INSULATION SLEEVING,ELECTRICAL | Heat Shrink Tubing, 13/6.5mm, 1.2m Lg, Blue, Thin Wall, Flame Retardant, UV Stabilised | U/G Accessories
2471043 | INSULATION SLEEVING,ELECTRICAL | Phase Segregation Device, Double, suit Paralleled Jean Muller LV Switchgear | U/G Equipment
2471035 | INSULATION SLEEVING,ELECTRICAL | Phase Segregation Device, Single, suit Standard Parallel Cable Rail for Jean Muller LV Switchgear | U/G Equipment
184896 | INSULATION SLEEVING,ELECTRICAL | HEATSHRINK;11 KV;FOR CABLE TRIFURCATION MWTM SLEEVING FOR 11 KV TERMINATION; SUITS TYCO KIT 196A-IXSU-FEX196A;PACK CONTAINING 150MM STRIPS OF HS SLEEVING; | U/G Equipment
184898 | INSULATION SLEEVING,ELECTRICAL | HEATSHRINK;11 KV;FOR CABLE TRIFURCATION MWTM SLEEVING FOR 11 KV TERMINATION; SUITS TYCO KIT 199A-IXSU-FEX199A;PACK CONTAINING 30 M ROLL OF HS SLEEVING; | U/G Accessories
24082 | INSULATION SLEEVING,ELECTRICAL | POLYOLEFIN, HEAT SHRINKABLE; 51MM MIN ID XP, 25.4MM MAX ID RECOVERED 1.14MM MIN THK RECOVERED; 1.2M LG; BLACK | U/G Equipment
23052 | INSULATION SLEEVING,ELECTRICAL | INSULATION SLEEVING;ELECTRICAL;2438 MM LG;GREY;LINE-DUC (HENDRIX);FOR USE WITH HENDRIX SPACER SYSTEM;REQUIRED FOR CBT-MFD 33 KV FEEDER PROJECT; | Misc Non-Contract Items
22855 | INSULATION SLEEVING,ELECTRICAL | POLOLEFIN;HEAT SHRINKABLE;RAYCHEM TYPE BBIT-25/10-AU;FOR USE ON SCHNEIDER/NULEC N15 & N38 ARC SURGE ARRESTOR LEADS; | Substation
22854 | INSULATION SLEEVING,ELECTRICAL | POLYOLEFIN;HEAT SHRINKABLE;RAYCHEM TYPE BBIT-40/16-AU;FOR USE ON SCHNEIDER/ NULEC N15 & N38 ACR BUSHING CABLES; | Substation
18569 | INSULATION SLEEVING,ELECTRICAL | HEAVY WALL INSULATING SLEEVE,WITH ADHESIVE COATING;DIAMETER RANGE 130 MM TO 36 MM;1200 MM LG;PACK OF 5; | U/G Equipment
2407011 | INSULATION SLEEVING,ELECTRICAL | Heat Shrink Tubing, 75/25mm, 220mm, Unlin, EPS0067 (P3) (scm) | U/G Equipment
16553 | INSULATION SLEEVING,ELECTRICAL | POLYOLEFIN,REINFORCED HEAT SHRINKABLE; 205 MM TO 65 MM;1250 MM LG;GREEN/BLACK; MELTABLE INNER LINING WRAP AROUND TYPE, C/W MASTIC STRIPS;FOR MECHANICAL | U/G Equipment
16547 | INSULATION SLEEVING,ELECTRICAL | POLYOLEFIN,REINFORCED HEAT SHRINKABLE; 165 MM TO 55 MM;1250 MM LG;GREEN/BLACK; MELTABLE INNER LINING WRAP AROUND TYPE, C/W MASTIC STRIPS;FOR MECHANICAL | U/G Equipment
16546 | INSULATION SLEEVING,ELECTRICAL | POLYOLEFIN,REINFORCED HEAT SHRINKABLE; 125 MM TO 40 MM;1250 MM LG;GREEN/BLACK; MELTABLE INNER LINING WRAP AROUND TYPE, C/W MASTIC STRIPS;FOR MECHANICAL | U/G Equipment
15129 | INSULATION SLEEVING,ELECTRICAL | POLYOLEFIN,HEAT SHRINKABLE;80 MM MIN ID EXP,20 MM MAX ID RECOVERED;2 MM MIN THK RECOVERED;300 MM LG;BLACK;MELTABLE INNER LINING,WRAP AROUND TYPE;FOR REPAIRS TO | U/G Equipment
15128 | INSULATION SLEEVING,ELECTRICAL | POLYOLEFIN,HEAT SHRINKABLE;50 MM MIN ID EXP,15 MM MAX ID RECOVERED;2 MM MIN THK RECOVERED;1500 MM LG;BLACK;MELTABLE INNER LINING,WRAP AROUND TYPE;FOR | U/G Equipment
14933 | INSULATION SLEEVING,ELECTRICAL | ETHYLENE PROPYLENE RUBBER;300 MM LG; BLACK;PACK OF 1;USED BY BANYO WORKSHOP TO COVER ELECTRICAL EQUIPMENT; | Hardware & Tools
12964 | INSULATION SLEEVING,ELECTRICAL | POLYOLEFIN,HEAT SHRINKABLE;84 MM MIN ID EXP,25 MM MAX ID REC;2.5 MM MIN THK REC; 1.2 M LG;BLACK;MELTABLE INNER LINING;FOR 33 KV HSL CABLE JOINT & TERMINATIONS; | U/G Equipment
12465 | INSULATION SLEEVING,ELECTRICAL | POLYOLEFIN,HEAT SHRINKABLE;110 MM MIN ID EXP,29 MM MAX ID RECOVERED;3.3 MM MIN THK RECOVERED;300 MM LG;BLACK;MELTABLE INNER LINING;FOR 630 SQ MM 11 KV XLPE | U/G Equipment
17005 | INSULATION SLEEVING,ELECTRICAL | POLYOLEFIN,HEAT SHRINKABLE;12.0 MM MIN ID,4.0 MM ID RECOVERED;1.5 MM THK RECOVERED;1200 MM LG;BLACK;PACKS OF 25; COMMERICAL & INDUSTRIAL SERVICES; | U/G Equipment
16803 | INSULATION SLEEVING,ELECTRICAL | POLYOLEFIN,HEATSHRINKABLE;25.0 MM MIN ID EXP,8 MM MAX ID RECOVERED;2.0 MM MIN THK RECOVERED;300 MM LG;BLACK;MELTABLE INNER LINING;FOR LV 70 SQ MM PLY CABLE CORES; | U/G Equipment
16641 | INSULATION SLEEVING,ELECTRICAL | POLYOLEFIN,REINFORCED HEAT SHRINKABLE; 205 MM TO 65 MM;1500 MM EXTRA LG;GREEN/ BLACK;MELTABLE INNER LINING,WRAP AROUND TYPE,C/W MASTIC STRIPS;FOR MECHANICAL | U/G Equipment
3674 | INSULATION SLEEVING,ELECTRICAL | POLYOLEFIN,HEAT SHRINKABLE;38.1 MM MIN ID EXP,19.1 MM MAX ID RECOVERED; 1.02 MM MIN THK RECOVERED;BLACK; SUPPLIED IN ROLLS;25 M ROLL,PACK | U/G Equipment
3672 | INSULATION SLEEVING,ELECTRICAL | POLYOLEFIN,HEAT SHRINKABLE;25.4 MM MIN ID EXP,12.7 MM MAX ID RECOVERED; 0.89 MM MIN THK RECOVERED;BLACK; SUPPLIED IN ROLLS;50 M ROLL,PACK | U/G Equipment
3671 | INSULATION SLEEVING,ELECTRICAL | POLYOLEFIN,HEAT SHRINKABLE;19.1 MM MIN ID EXP,9.5 MM MAX ID RECOVERED;0.76 MM THK RECOVERED;BLACK;FOR 11 KV & LV PLY CABLES,25 & 35 SQ MM;50 M SPOOL,PACK | U/G Equipment
3670 | INSULATION SLEEVING,ELECTRICAL | POLYOLEFIN,HEAT SHRINKABLE; 12.7 MM MIN ID EXP,4 MM MAX ID RECOVERED 1.78 MM MIN THK RECOVERED;300 MM LG; BLACK;MELTABLE INNER LINING;PACK OF 20, | U/G Equipment
3669 | INSULATION SLEEVING,ELECTRICAL | POLYOLEFIN,HEAT SHRINKABLE; 9 MM MIN ID EXP,3 MM MAX ID RECOVERED; 1.4 MM MIN THK RECOVERED;1.2 M LG; BLACK;MELTABLE INNER LINING;PACK OF 25, | U/G Equipment
3661 | INSULATION SLEEVING,ELECTRICAL | POLYOLEFIN,HEAT SHRINKABLE; 12.7 MM MIN ID EXP,6.4 MM MAX ID RECOVERED;0.64 MM MIN THK RECOVERED; 1.2 M LG;RED;PACK OF 25,PACK WEIGHT 2.5 | U/G Equipment
3660 | INSULATION SLEEVING,ELECTRICAL | POLYOLEFIN,HEAT SHRINKABLE; 12.7 MM MIN ID EXP,6.4 MM MAX ID RECOVERED;0.64 MM MIN THK RECOVERED; BLACK;SUPPLIED IN ROLLS;50M ROLL,PACK | U/G Equipment
3655 | INSULATION SLEEVING,ELECTRICAL | POLYOLEFIN,HEAT SHRINKABLE;9.5 MM MIN ID EXP,4.8 MM MAX ID RECOVERED;0.64 MM THK RECOVERED;1.2 M LG;BLACK;PACK OF 50, PACK WEIGHT 5 KG; | U/G Equipment
6899 | INSULATION SLEEVING,ELECTRICAL | POLYOLEFIN,HEAT SHRINKABLE;75 MM MIN ID EXP,22 MM MAX ID RECOVERED;3 MM MIN THK RECOVERED;600 MM LG;BLACK;INNER SEALANT COATING;FOR PILOT JOINT,UJ MANUAL | U/G Equipment
6898 | INSULATION SLEEVING,ELECTRICAL | POLYOLEFIN,HEAT SHRINKABLE;40 MM MIN ID EXP,12.7 MM MAX ID RECOVERED;3.0 MM MIN THK RECOVERED;300 MM LG;BLACK;MELTABLE INNER LINING;FOR TRIPLEX (ABC) CABLE | U/G Equipment
6897 | INSULATION SLEEVING,ELECTRICAL | POLYOLEFIN,HEAT SHRINKABLE;19 MM MIN ID EXP,6.0 MM MAX ID RECOVERED;2.0 MM MIN THK RECOVERED;300 MM LG;BLACK; MELTABLE INNER LINING;FOR 25 SQ MM LV | U/G Equipment
3647 | INSULATION SLEEVING,ELECTRICAL | POLYOLEFIN,HEAT SHRINKABLE;4.8 MM MIN ID EXP,2.4 MM MAX ID RECOVERED;0.51 MM MIN THK RECOVERED;1.2 M LG;BLUE;PACK OF 50, PACK WEIGHT 5 KG; | U/G Equipment
3641 | INSULATION SLEEVING,ELECTRICAL | POLYOLEFIN,HEAT SHRINKABLE;3.2 MM MIN ID EXP,1.6 MM MAX ID RECOVERED;0.51 MM MIN THK RECOVERED;1.2 M LG;RED;PACK OF 50, PACK WEIGHT 5 KG; | U/G Equipment
2485 | INSULATION,ELEC COND | PVC;0.6/1 KV;UV STABILISED OUTDOOR; RIGID;2500 MM LG; YELLOW WITH BLACK STRIPES;PROTECTIVE COVER FOR LV CONDUCTOR; | Line Hardware
2428613 | INSULATION,ELEC COND | Flexible Line Hose, Class 2, Style A, Short Lip, Plain, Straight Both Ends, Orange, 31.5mm Dia, 915mm Lg | Hardware & Tools
2428670 | INSULATION,ELEC COND | Flexible Line Hose, Class 4, Style C, Extended Lip, Plain, Straight Both Ends, Orange, 40mm Dia, 915mm Lg | Hardware & Tools
2428738 | INSULATION,ELEC COND | Flexible Line Hose, Class 4, Coupler, Extended Lip, Orange, Flexible Dielectric, 40mm Dia, 267mm Lg | Hardware & Tools
2428704 | INSULATION,ELEC COND | Flexible Line Hose, Class 4, Style D, Extended Lip, Coupler One End, Orange, 40mm Dia, 1372mm Lg | Hardware & Tools
2428696 | INSULATION,ELEC COND | Flexible Line Hose, Class 4, Style D, Extended Lip, Coupler One End, Orange, 40mm Dia, 915mm Lg | Hardware & Tools
2428688 | INSULATION,ELEC COND | Flexible Line Hose, Class 4, Style C, Extended Lip, Plain, Straight Both Ends, Orange, 40mm Dia, 1372mm Lg | Hardware & Tools
2428621 | INSULATION,ELEC COND | Flexible Line Hose, Class 2, Style A, Short Lip, Plain, Straight Both Ends, Orange, 31.5mm Dia, 1372mm Lg | Hardware & Tools
2428605 | INSULATION,ELEC COND | Flexible Line Hose, Class 2, Style B, Short Lip, Coupler One End, Orange, 31.5mm Dia, 1372mm Lg | Hardware & Tools
21629 | INSULATION,ELEC COND | PVC;0.6/1 KV;UV STABILISED OUTDOOR RIGID ;2 M X 70 MM INTERNAL DIA;YELLOW WITH BLACK STRIPES;PROTECTIVE COVER FOR LV CONDUCTOR; | PPE, Hardware & Tools
22600 | INSULATION,ELEC COND | Tiger Tail 2.5m Lg, Regular, Red & Black Stripe, Class 1, 650V, HDPE Insulating Barrier, 35mm ID Nom, Protective Cover for LV Conductor, Compliant to AS4202 | PPE, Hardware & Tools
2428597 | INSULATION,ELEC COND | Flexible Line Hose, Class 2, Style B, Short Lip, Coupler One End, Orange, 31.5mm Dia, 915mm Lg | Hardware & Tools
22601 | INSULATION,ELEC COND | Tiger Tail 1.25m Lg, Short, Red & Black Stripe, Class 1, 650V, HDPE Insulating Barrier, 35mm ID Nom, Protective Cover for LV Conductor, Compliant to AS4202 | PPE, Hardware & Tools
21491 | INSULATOR | SIGNAL TRANSMISSON;CABLE ALIVE INDICATOR;SUIT SIGNAL BOX LAF-1; | Misc Non-Contract Items
2429025 | INSULATOR | Epoxy Insulator, 95mm Lg, 65mm Dia c/w 7/16" Stud 15mm Lg, Grey, for Conductor Support Equipment, suit Chance Applications, ETS RES13 | Hardware & Tools
2472306 | INSULATOR | for LV Temporary Crossarm, Ertalon 6-PLA, Black (single unit) | Electrical Test & Accsry Equip
2472298 | INSULATOR | Kit for LV Temporary Crossarm, Ertalon 6-PLA, Black c/w Bag (Set of 4) | Electrical Test & Accsry Equip
21370 | INSULATOR | PLUG TYPE;DEADBREAK BOLTED STAND OFF PLUG TYPE;M400-SOP-B;U/W M400TB DEADBREAK ELBOW & PARKING STAND 160PS; REFER SC21368 STAND & SC21371 ELBOW; | Misc Non-Contract Items
6309 | INSULATOR REINFORCING PIECES | BASE MTG TYPE;STEEL,CAST OR ALUMINIUM ALLOY;GALV;FOR 50 MM NB TUBE;2 PER SET; | Forged Fittings
2579 | INSULATOR,DISC | 70kN, Tongue & Clevis, Glass, Type U70C, Normal Profile, 255mm Dia, 146mm Pitch c/w Hex Pin & HPA Split Pins, AS60305, Box of 3 | Insulator
4559 | INSULATOR,ELEC POWER CABLE SUPPORT BKT | UNGLAZED NO 1;PORCELAIN;FOR SUPPORTING CABLE ON CABLE SUPPORT BRACKETS (06609 & 06610) IN CONCRETE JOINT PITS;PACK OF 10; | Misc Non-Contract Items
24919 | INSULATOR,ELEC POWER CABLE SUPPORT BKT | UNGLAZED ;PORCELAIN;FOR SUPPORTING CABLE ON CABLE SUPPORT BRACKETS (06609 & 6610) SMALL; DWG NO. 3704-A3 REV A ; PACK OF 15; | Misc Non-Contract Items
16548 | INSULATOR,ELEC POWER CABLE SUPPORT BKT | CABLE SPACER;100 X 65 X 50 MM;CAST ALL FILLED NYLON;FOR SEALING CRUTCH OF 11 KV PARALLEL BRANCH JOINT,REFER UJ MAN. 2-702 & 2-751; | Misc Non-Contract Items
2570 | INSULATOR,PIN | HIGH VOLTAGE NORMAL PROFILE;PORCELAIN; PATTERN A HOLE;11 KV NOM V;7 KN MIN FAILING LOAD;BOX OF 12, PACK WEIGHT 15.5 KG; | Insulator
2573 | INSULATOR,PIN | HIGH VOLTAGE NORMAL PROFILE;PORCELAIN TWO-PART;PATTERN C HOLE;33 KV NOM V; 11 KN MIN FAILING LOAD;BOX OF 2,PACK WEIGHT 19 KG,PALLET OF 64,PALLET WEIGHT | Insulator
2571 | INSULATOR,PIN | LOW VOLTAGE TYPE LP.LV;PORCELAIN; PATTERN B HOLE;240/415 NOM V;7 KN MIN FAILING LOAD;AS3608;PACK OF 30,PACK WEIGHT 20 KG PALLET OF 1200/960,PALLET | Insulator
23063 | INSULATOR,PIN | INSULATOR PIN;GALV STEEL;FOR MTG HENDRIX POLYETHYLENE INSULATORS TO BKT;FOR USE WITH HENDRIX SPACER SYSTEM; REQUIRED FOR CBT-MFD 33 KV FEEDER | Insulator
8761 | INSULATOR,PIN | HIGH VOLTAGE FOG PROFILE;PORCELAIN; PATTERN "A" HOLE;11 KV NOM V;7 KN MIN FAILING LOAD;AS2947.2;CRATE OF 6 WEIGHT 18KG | Insulator
6841 | INSULATOR,PIPE LINE | GAS FILLED CABLE;1/4 IN COPPER PIPE, ERMETO COUPLING;PORCELAIN;10 KV; COPPER CONE FITTED ONE END;SECURITY STOCK GAS FILLED CABLE; | Insulator
4531 | INSULATOR,SCREW | LOW VOLTAGE PORCELAIN;GLAZED;240/415 V; INSULATOR 76 MM H,64 MM DIA;COACH SCREW 51 MM X 10 MM;19 MM HORIZONTAL HOLE THROUGH INSULATOR; | Insulator
18969 | INSULATOR,SPREADER | Long Rod, to 33kV Nom Voltage, 1600mm Min Creepage, 1000mm Lg Nom Coupling, Synthetic Composite, Bi-Metallic End Fittings, suit 9-21mm OD Conductor Range | Insulator
23056 | INSULATOR,SPREADER | 46 KV SPACER BKT;GREY;POLYETHYLENE;TO SUIT HENDRIX SPACER CABLE;WITH INTEGRAL CLAMPS;REQUIRED FOR CBT-MFD 33 KV FEEDER CABLE; | General Hardware
4549 | INSULATOR,STANDOFF | STATION POST,CYLINDRICAL;PORCELAIN,SOLID CORE;381 MM H;VERTICAL;BASE MTG;CAP TOP ;33 KV NOM V;5 KN MIN FAILING CANTILEVER W/CAP & BASE;AS4398.1;BOX OF 1,PACK | Insulator
14435 | INSULATOR,STANDOFF | STATION POST;PORCELAIN,SOLID CORE;254 MM H;VERTICAL & HORIZONTAL;FLANGE MTG;CAP TOP;11 KV NOM V;W/CAP;AS1137.3;BOX OF 2, PACK WEIGHT 18 KG,PALLET OF 105,PALLET | Insulator
14757 | INSULATOR,STANDOFF | 11kV Tie Top, Porcelain 286mm H, 18 kN Min. Cantilever, c/w M20 x 85mm Stud, Spring Washer & Nut (scm) | Insulator
16384 | INSULATOR,STANDOFF | LINE POST;PORCELAIN ,TRUNNION TOP; 11 KV NOM V;12 KN MIN-CANTILEVER;SOLID CORE;325 MM H NOM;VERTICAL;C/W M20 X 85 MM STUD,SPRING WASHER;ROUND WASHER & NUT | Insulator
19485 | INSULATOR,STANDOFF | STATION POST,CYLINDRICAL;PORCELAIN;FOR VERY HEAVY POLLUTION;1500 MM H;VERTICAL; TOP/BOTTOM FIXING ARRANGEMENT 127T/127T; 132 KV NOM;MIN 6 KN CANTILEVER;P/LINK | Insulator
19484 | INSULATOR,STANDOFF | STATION POST,CYLINDRICAL;PORCELAIN,FOR MEDIUM POLLUTION;1500 MM H;VERTICAL;TOP/ BOTTOM FIXING ARRANGEMENT 127T/127T; 132 KV NOM;MIN 6 KN CANTILEVER;P/LINK | Insulator
18683 | INSULATOR,STANDOFF | LINE POST;SYNTHETIC COMPOSITE;1550 MM NOM LG;HORIZONTAL;C/W BENDABLE GAIN BASE & ASSY BOLTS;305 MM POLE MTG CENTRES;FITTED TO INSULATORS MTG;2 HOLE | Insulator
18682 | INSULATOR,STANDOFF | LINE POST;SYNTHETIC COMPOSITE;132 KV NOM V;1550 MM NOM LG;HORIZONTAL; CIRCULAR 4 BOLT FLANGE,127 MM PCD;C/W 4 OFF 2- 1/2 IN X 5/8 IN UNC GALV BOLTS | Insulator
18681 | INSULATOR,STANDOFF | LINE POST;SYNTHETIC COMPOSITE;132 KV NOM V;1550 MM NOM LG;HORIZONTAL;W/ CIRCULAR 4 BOLT FLANGE,127 MM PCD; C/W GDE 8.8 GALV BOLTS,FLAT WASHERS & | Insulator
18119 | INSULATOR,STANDOFF | LINE POST;SYNTHETIC;COMPOSITE;132 KV NOM V;1550 MM NOM LG;HORIZONTAL;C/W BENDABLE GAIN BASE MTG;356 MM POLE MTG CENTRES;2 HOLE DROP TONGUE END FITTING; | Insulator
17430 | INSULATOR,STANDOFF | LINE POST;SYNTHETIC COMPOSITE;132 KV NOM V;1550 NOM LG;HORIZONTAL;C/W SEPARABLE RIGID GAIN BASE MTG;CLAMP TOP END FITTING;5 KN MAX DESIGN CANTILEVER | Insulator
16615 | INSULATOR,STANDOFF | LINE POST;PORCELAIN,CLAMP TOP;560 MM H, 33 KV NOM V;8 KN MIN FAILING LOAD;SOLID CORE;785 MM MIN CREEPAGR;HORIZONTAL;C/W M20 X 85 MM STUD,SPRING WASHER;ROUND | Insulator
104217 | INSULATOR,STANDOFF | Bridging, 33kV, 170kV BIL, Polyethylene, Vertical Vice Top, Pattern 'C' Thread, Dwg 891659-1 | Insulator
2480929 | INSULATOR,STANDOFF | Neutral Bus, Ertalon, 120mm Dia, M12 Bolt Hole, for Bundle Constructions | Insulator
24134 | INSULATOR,STANDOFF | STATION POST, CYLINDRICAL; PORCELAIN, SOLID CORE; 458MM H; VERTICAL; BASE MTG; 33 KV NOM SYS V; 200KV LIWV; NOM CREEPAGE 995MM; APPROX WEIGHT 15KG; | Insulator
23064 | INSULATOR,STANDOFF | HENDRIX PIN INSULATOR;35 KV;CLAMP TOP; MOUNT WITH HENDRIX SSP PIN;FOR USE WITH HENDRIX SPACER SYSTEM;REQUIRED FOR CBT-MFD 33 KV FEEDER PROJECT; | Insulator
22774 | INSULATOR,STANDOFF | SYNTHETIC;11 KV;4 HOLE FLANGE TOP WITH M12 HOLES AT 76 PCD;M20 STUD MTG BASE; STUD SUPPLIED 140 MM LG WITH NUT & WASHERS;FOR HVABC JOINTING APPLICATIONS | Insulator
22321 | INSULATOR,STANDOFF | INVERTED LINE POST;SYNTHETIC COMPOSITE; 132 KV NOM V;1550 MM LG;HORIZONTAL; CLAMP TOP END FITTING; | Insulator
21919 | INSULATOR,STANDOFF | LINE POST;COMPOSITE,C/W VERT/HORIZONTAL MOUNT K-CLAMP TOP;15 KV;297 MM H;6 KN MAX WORKING CANTILEVER LOAD;275 MM CREEPAGE;M20 BASE THREAD;C/W M20 X 50 | Insulator
21505 | INSULATOR,STANDOFF | 12 KV;CREEPAGE DISTANCE 230 MM;160 MM LG ; | Insulator
20083 | INSULATOR,STANDOFF | LINE POST;PORCELAIN,TIE TOP;33 KV NOM V; 475 MM H;8 KN MIN FAILING CANTILEVER; SOLID CORE;880 MM MIN CREEPAGE;VERTICAL/ HORIZONTAL;C/W M20 X 85 MM STUD,SPRING | Insulator
19725 | INSULATOR,STANDOFF | POST PORCELAIN;VERTICAL;280 MM H;TOP/ BOTTOM FIXING ARRANGEMENT;11 KV NOM V;8 KN;CANTILEVER; AS1137 PART 3; PACK OF 2, PACK WEIGHT19 KG,PALLET OF | Insulator
14756 | INSULATOR,STANDOFF | LINE POST;PORCELAIN,TRUNNION TOP;11 KV NOM V;12 KN MIN-CANTILEVER;SOLID CORE; 350 MM H NOM;HORIZONTAL;C/W M20 X 70 MM STUD,SPRING WASHER;ROUND WASHER & NUT; | Insulator
13186 | INSULATOR,STANDOFF | LV BUSBAR,CYLINDRICAL;POLYESTER DOUGH;51 MM LG,63.5 MM OD;VERTICAL & HORIZONTAL; STUD MTG,M10 THREADED INSERT;STUD TOP, M10 THREADED INSERT;660 V AC;HIGH | Hardware & Tools
4554 | INSULATOR,STANDOFF | Pedestal Post, Porcelain, Pin, 11kV Nom, Vertical 280mm H, Flange Mtg, Cap Top, 8.8kN Cantilever, w/Cap & Pin, AS1137 Part 3, Dwg 32080-A3-1, Pack of 2 | Insulator
2574 | INSULATOR,STRAIN | SHACKLE TYPE SH11;PORCELAIN; 11 KV NOM V;22 KN MIN FAILING LOAD; EGX DWG 324-A4;BOX OF 4;PACK WEIGHT 14 KG; | Insulator
2585 | INSULATOR,STRAIN | STAY TYPE GY2;PORCELAIN;AS3609;71 KN MIN FAILING LOAD; BOX OF 15, PACK WEIGHT 20 KG,PALLET OF 864;PALLET WEIGHT 825 KG; | Insulator
2587 | INSULATOR,STRAIN | STAY TYPE GY4;PORCELAIN;AS3609;222 KN MIN FAILING LOAD;CRATE OF 3,PACK WEIGHT 18 KG,PALLET OF 216,PALLET WEIGHT 1460 KG; | Insulator
19833 | INSULATOR,STRAIN | LONG ROD;SYNTHETIC COMPOSITE;132 KV NOM V;120 KN SML;AS4435.2 D24 EYE-D20 BALL ENDS;1550 MM NOM COUPLING;3650 MM MIN CREEPAGE;USED FOR PROJECTS; | Insulator
18680 | INSULATOR,STRAIN | LONG ROD,SYNTHETIC COMPOSITE;132 KV NOM V;160 KN SML;TWIN;AS4435.2 D24 EYE ENDS; 1550 MM NOM COUPLING;3650 MM MIN CREEPAGE;USED FOR PROJECTS;PACK OF 10 | Insulator
11925 | INSULATOR,STRAIN | LONG ROD;SYNTHETIC COMPOSITE;11 KV NOM V;23 KN MAX WORKING LOAD;300 MM NOM COUPLING;350 MM MIN CREEPAGE;16 MM TONGUE & 20 MM CLEVIS;C/W DOUBLE ENDED | Insulator
11924 | INSULATOR,STRAIN | LONG ROD;SYNTHETIC COMPOSITE;33 KV NOM V;23 KN MAX WORKING LOAD;450 MM NOM COUPLING;900 MM MIN CREEPAGE;16 MM TONGUE & 20 MM CLIVIS;C/W DOUBLE ENDED | Insulator
4552 | INSULATOR,STRAIN | Long Rod, 132kV Nom V, 120kN Sml, Twin, Synthetic Composite, 1550mm Nom Lg Coupling, 3650mm Min Creepage, D24 Eye Ends, Pack of 12, AS4435.2 | Insulator
2586 | INSULATOR,STRAIN | STAY TYPE GY3;PORCELAIN;AS3609;222 KN MIN FAILING LOAD;BOX OF 4;PACK WEIGHT 20.5 KG,PALLET OF 192,PALLET WEIGHT 980 KG; | Insulator
2577 | INSULATOR,STRAIN | SHACKLE TYPE SH.LV.2;PORCELAIN; 240/415 V NOM V;20 KN MIN FAILING LOAD; AS3608;BOX OF 24,PACK WEIGHT 17 KG, PALLET OF 1440,PALLET WEIGHT 1050 KG; | Insulator
2580 | INSULATOR,SUSPENSION | DISC,FOG PROFILE;TONGUE & CLEVIS; 280 MM DIA,146 MM PITCH;70 KN MIN FAILING LOAD C/W HEX PIN & HPA SPLIT PINS;U70CP;AS60305;BOX OF 3,PACK WEIGHT | Insulator
16988 | INSULATOR,SUSPENSION | DISC,NORMAL PROFILE; GLASS;16 MM IEC BALL & SOCKET,WITH ZINC COLLAR;255 MM DIA,146 MM PITCH;70 KN MIN FAILING LOAD ;"W" CLIP PER AS2947.3;U70BL AS60305;BOX | Insulator
17852 | INSULATOR,SUSPENSION | DISC,FOG PROFILE;16 MM BALL & SOCKET, WITH ZINC COLLAR;280 MM DIA,146 MM PITCH ;70 KN MIN FAILING LOAD;"W" CLIP PER AS2947.3;U70BLP;AS60305;BOX OF 3,PACK | Insulator
21514 | INSULATOR,SUSPENSION | GLASS DISC,FOG PROFILE;20 MM BALL & SOCKET WITH ZINC COLLAR;280 MM DIA, DIA,146 MM PITCH;160 KN FAILING LOAD; W: CLIP PER AS2947.3;U160BSP;AS60305; | Insulator
19399 | INSULATOR,SUSPENSION | GLASS DISC;NORMAL PROFILE;20 MM IEC BALL & SOCKET WITH ZINC COLLAR;280 MM DIA, 146 MM PITCH;160 KN MIN FAILING LOAD;W CLIP PER AS2947.3;U160BL;AS60305;PACK OF | Insulator
17454 | INSULATOR,SUSPENSION | GLASS DISC,FOG PROFILE;20 MM IEC BALL & SOCKET,WITH ZINC COLLAR; 280 MM DIA, 146 MM PITCH;125 KN MIN FAILING;"W" CLIP PER AS2947.3;PACK OF 6,PACK WEIGHT | Insulator
8677 | INSULATOR,SUSPENSION | GLASS DISC,NORMAL PROFILE;20 MM IEC BALL & SOCKET,WITH ZINC COLLAR; 255 MM DIA,146 MM PITCH;125 KN MIN FAILING LOAD;"W" CLIP PER AS2947.3;PACK | Insulator
23868 | INSULATOR,TEST | HIGH VOLTAGE INSULATOR TESTER FOR LIVE LINE TESTING OF DISC INSULATORS;RANGE 0 TO 40KV RESOLUTION;100V ACCURACY +/-5% 7 SEGMENT 25MM LCD;CARRY CASE C/W SET OF | Tools & Equipment
22487 | INTELLIRUPTER DEVICE | INTELLIGENT PULSE CLOSING RECLOSER WITH DISCONNECT LINK;RATED 15.5 LV;630 AMP; SUPPLIED WITH LOCKING DEVICE;12.5 KA; 110 KV BIL;C/W C1-STD CONTROL GROUP WITH | Misc Non-Contract Items
22490 | INTELLIRUPTER DEVICE | DOCKING STATION;POWERS PROTECTION & CONTROL MODULE,COMMUNICATION MODULE ;WHILST REMOVED FROM INTELLIRUPTER BASE;PERMITS UPLOADING & DOWNLOADING | Misc Non-Contract Items
22491 | INTELLIRUPTER DEVICE | PROTECTION & CONTROL MODULE FOR INTELLI RUPTER DEVICE; | Misc Non-Contract Items
22493 | INTELLIRUPTER DEVICE | POWER SUPPLY;FOR INTELLIRUPTER DEVICE; CONNECTS TO CONNECTOR IN BASE; | Misc Non-Contract Items
22492 | INTELLIRUPTER DEVICE | COMMUNICATION MODULE;LESS BATTERY & RADIO FOR INTELLIRUPTER DEVICE; | Misc Non-Contract Items
22488 | INTELLIRUPTER DEVICE | CONTROL & RADIO MODULE HANDLING TOOL; USED FOR FIELD INSTALLATION & REMOVAL OF PROTECTION & CONTROL MODULE,AND COMMUNICATION MODULE IN INTELLIRUPTER | Misc Non-Contract Items
22489 | INTELLIRUPTER DEVICE | CONTROL & RADIO MODULE STUB HANDLE; USED FOR INSTALLATION & REMOVAL OF PROTECTION & CONTROL MODULE,AND COMMUNICATION MODULE IN INTELLIRUPTER | Misc Non-Contract Items
12085 | INTERFACE MICROPROCESSOR MODULE. | DC OUTPUT;SOLID STATE; 60 V DC MAX LOAD V;;3.5 AMP MAX LOAD CURRENT (CONT); PLUGS INTO A RACK;RED COLOUR MODULE; | Communications
12086 | INTERFACE MICROPROCESSOR MODULE. | DC INPUT;SOLID STATE,PHOTO ISOLATED; 30 V DC MAX INPUT V;25 MA MAX INPUT CURRENT;PLUGS INTO A RACK;WHITE COLOUR MODULE; | Communications
16801 | INTERFACE MODULE | QUAD DC OUTPUT;SOLID STATE 60 V DC MAX; 315 AMP MAX LOAD CURRENT;PLUGS INTO RACK ;RED COLOUR MODULE; | Communications
17515 | INTERFACE MODULE | SCADA CARD;C/W 4 PULSE INPUTS, 2 PULSE OUTPUTS FOR EDMI METERS; | Meters
17547 | INTERFACE MODULE | INPUT/OUTPUT;CARD,TYPE S 1/4 MW REED; | Meters
2443158 | INTERFACE UNIT,COMMS | SEL2894, 4.5-5.5V DC, 300 to 19,000bps, Elec Connector Male DB-9, EIA-232 Std Interface to Optical Connector 2 ST, IEEE C37.94 Std Interface | Communications
2494599 | INTERFACE UNIT,COMPUTER | USB Audio Adapter, Input USB2.0, Output 3.5mm Stereo Jack Headset & Mic, 42 x 28 x 10mm, for HMI Client PC Alarm Annunciation, NOT FOR OFFICE USE | Communications
21490 | INTERLOCK SYSTEM | CAPACITOR SECURITY;WITH 4 KEYS INDIVIDUALLY CODED;110 V DC SOLENOID; ALL UNITS ARE TO BE INDIVIDUALLY PACKED; | Misc Non-Contract Items
18104 | INTERLOCK,MECHANICAL | TO SUIT S & S RELAY CA7;REFER STOCK CODE 18103 FOR RELAY,ELECTROMAGNETIC; | Substation Accessories
22591 | INTERLOCK,MECHANICAL | MECHANICAL INTERLOCK FOR CONTACTOR SC22560;SUBSTN ACO BOARDS; DWG-CMAST-SC189-01;AMT H; | Hardware & Tools
12450 | INTERRUPTER,VACUUM | 12 KV;800 AMP;TO SUIT HAWKER SIDDELEY TYPE FV CIRCUIT BREAKER;AS2006; | Substation
2490571 | INTERRUPTER,VACUUM | WL-35119B Vacuum Interrupter, 12kV 25kA 1250A | Substation
12451 | INTERRUPTER,VACUUM | 12 KV;1600 AMP;TO SUIT HAWKER SIDDELEY TYPE FV CIRCUIT BREAKER;AS2006; | Substation
20107 | INVERTER,POWER | ePOWER Inverter; 12V 400W 230VAC; to suit RCD/GPO; C/W Mounting plate | Misc Non-Contract Items
920107 | INVERTER,POWER | REFURBISHED, ePOWER Inverter, 12V 400W 230VAC, to suit RCD/GPO, c/w Mounting Plate SPECIFICATION: | Misc Non-Contract Items
24182 | INVERTER,POWER | POWERPOINT; DOUBLE POWERPOINT FOR VEHICLE INVERTERS; 240V; DUAL SWITCHED, WHITE; ONLY COMPATIBLE WITH CMS CABLING; OVERALL SIZE IS 130MM X 72MM; | Misc Non-Contract Items
19562 | INVERTER,POWER,STATIC | ProSine Wave 1800i W, 12V DC/240V AC, HD Marine Rating, 7.8A Continuous AC Output Current, 20A Peak AC Output Current, 2900W Max Surge Rating | Electrical Test & Accsry Equip
2498707 | INVERTER,POWER,STATIC | PixiiBox, Bi-direction AC/DC Converter, 3.3kW, 230VAC Nom, 48VDC Nom, for Ground & Pole Mount LV BESS Cabinets | Substation Batteries
19563 | INVERTER,POWER,STATIC | ProSine Wave 1800i W, 24V DC/240V AC, HD Marine Rating, 7.8A Continuous AC Output Current, 20A Peak AC Output Current, 2900W Max Surge Rating | Electrical Test & Accsry Equip
23953 | INVERTER,SINE WAVE | 600W CONTINUOUS (1800W 5 SEC SURGE) SINE WAVE INVERTER;INPUT 24V DC (21-34V) OUTPUT 240VAC; U/W SACS EQUIPMENT | Misc Non-Contract Items
23980 | INVERTER,SINE WAVE | 600W CONTINUOUS (1800W 5 SEC SURGE) SINE WAVE INVERTER;INPUT 48V DC (42-68V) OUTPUT 240VAC; U/W SACS EQUIPMENT; | Misc Non-Contract Items
23965 | INVERTER,SINE WAVE | 600W CONTINUOUS (1800W 5 SEC SURGE) SINE WAVE INVERTER; INPUT 100-120 VDC OUTPUT 230VAC; | Misc Non-Contract Items
919563 | INVERTER,SINE WAVE | REFURBISHED, PROSINE 1800W, 24V DC/240V AC, Heavy Duty Marine Rating, 7.8A Continuous AC Output Current Rating, 20A Peak AC Output Current & 2900W Max | Misc Non-Contract Items
919562 | INVERTER,SINE WAVE | REFURBISHED, PROSINE 1800W, 12V DC/240V AC, Heavy Duty Marine Rating, 7.8A Continuous AC Output Current Rating, 20A Peak AC Output Current & 2900W Max | Misc Non-Contract Items
3369 | ISOLATOR | Signal Isolator SPL0837, Input Signal Range 20-140VDC, 3 Terminals 70-140VDC, 30-60VDC (48DC) & 20-40VDC (32DC), Output Link 4-20mA | Substation Batteries
2496859 | ISOLATOR | Switch Disconnector Acti9, iSW, 1P, 63A, 240V | Substation Accessories
2486413 | ISOPROPYL ALCOHOL | 100%, 5Ltr Bottle, Colourless Liquid, Industrial Solvent for Cleaning & Degreasing | Dangerous Goods
20223 | JACK,ISOLATING. | 1 CIRCUIT BRIDGING;2 POLE;15 KV;RMS RATING; | Hardware & Tools
25221 | JACKET, UNISEX | SIZE XS;STYLE & MFR TO ENERGEX SAMPLE; TECASAFE 700, 235GSM, YELLOW & BLUE ENERGEX / SAFETY FIRST LOGO ARC FLASH RATED | HS & PPE
25227 | JACKET, UNISEX | SIZE 3XL;STYLE & MFR TO ENERGEX SAMPLE; TECASAFE 700, 235GSM, YELLOW & BLUE ENERGEX / SAFETY FIRST LOGO ARC FLASH RATED | HS & PPE
25229 | JACKET, UNISEX | SIZE 5XL;STYLE & MFR TO ENERGEX SAMPLE; TECASAFE 700, 235GSM, YELLOW & BLUE ENERGEX / SAFETY FIRST LOGO ARC FLASH RATED | HS & PPE
25275 | JACKET, UNISEX | SIZE 4XL;STYLE & MFR TO ENERGEX SAMPLE; TECASAFE 700, 235GSM, YELLOW & BLUE METERING DYNAMICS / SAFETY FIRST LOGO ARC FLASH RATED | HS & PPE
25274 | JACKET, UNISEX | SIZE 3XL;STYLE & MFR TO ENERGEX SAMPLE; TECASAFE 700, 235GSM, YELLOW & BLUE METERING DYNAMICS / SAFETY FIRST LOGO ARC FLASH RATED | HS & PPE
25273 | JACKET, UNISEX | SIZE 2XL;STYLE & MFR TO ENERGEX SAMPLE; TECASAFE 700, 235GSM, YELLOW & BLUE METERING DYNAMICS / SAFETY FIRST LOGO ARC FLASH RATED | HS & PPE
25272 | JACKET, UNISEX | SIZE XL;STYLE & MFR TO ENERGEX SAMPLE; TECASAFE 700, 235GSM, YELLOW & BLUE METERING DYNAMICS / SAFETY FIRST LOGO ARC FLASH RATED | HS & PPE
25271 | JACKET, UNISEX | SIZE L;STYLE & MFR TO ENERGEX SAMPLE; TECASAFE 700, 235GSM, YELLOW & BLUE METERING DYNAMICS / SAFETY FIRST LOGO ARC FLASH RATED | HS & PPE
25270 | JACKET, UNISEX | SIZE M;STYLE & MFR TO ENERGEX SAMPLE; TECASAFE 700, 235GSM, YELLOW & BLUE METERING DYNAMICS / SAFETY FIRST LOGO ARC FLASH RATED | HS & PPE
25269 | JACKET, UNISEX | SIZE S;STYLE & MFR TO ENERGEX SAMPLE; TECASAFE 700, 235GSM, YELLOW & BLUE METERING DYNAMICS / SAFETY FIRST LOGO ARC FLASH RATED | HS & PPE
25268 | JACKET, UNISEX | SIZE XS;STYLE & MFR TO ENERGEX SAMPLE; TECASAFE 700, 235GSM, YELLOW & BLUE METERING DYNAMICS / SAFETY FIRST LOGO ARC FLASH RATED | HS & PPE
25230 | JACKET, UNISEX | SIZE 6XL;STYLE & MFR TO ENERGEX SAMPLE; TECASAFE 700, 235GSM, YELLOW & BLUE ENERGEX / SAFETY FIRST LOGO ARC FLASH RATED | HS & PPE
25277 | JACKET, UNISEX | SIZE 6XL;STYLE & MFR TO ENERGEX SAMPLE; TECASAFE 700, 235GSM, YELLOW & BLUE METERING DYNAMICS / SAFETY FIRST LOGO ARC FLASH RATED | HS & PPE
25276 | JACKET, UNISEX | SIZE 5XL;STYLE & MFR TO ENERGEX SAMPLE; TECASAFE 700, 235GSM, YELLOW & BLUE METERING DYNAMICS / SAFETY FIRST LOGO ARC FLASH RATED | HS & PPE
25228 | JACKET, UNISEX | SIZE 4XL;STYLE & MFR TO ENERGEX SAMPLE; TECASAFE 700, 235GSM, YELLOW & BLUE ENERGEX / SAFETY FIRST LOGO ARC FLASH RATED | HS & PPE
25226 | JACKET, UNISEX | SIZE 2XL;STYLE & MFR TO ENERGEX SAMPLE; TECASAFE 700, 235GSM, YELLOW & BLUE ENERGEX / SAFETY FIRST LOGO ARC FLASH RATED | HS & PPE
25222 | JACKET, UNISEX | SIZE S;STYLE & MFR TO ENERGEX SAMPLE; TECASAFE 700, 235GSM, YELLOW & BLUE ENERGEX / SAFETY FIRST LOGO ARC FLASH RATED | HS & PPE
25223 | JACKET, UNISEX | SIZE M;STYLE & MFR TO ENERGEX SAMPLE; TECASAFE 700, 235GSM, YELLOW & BLUE ENERGEX / SAFETY FIRST LOGO ARC FLASH RATED | HS & PPE
25225 | JACKET, UNISEX | SIZE XL;STYLE & MFR TO ENERGEX SAMPLE; TECASAFE 700, 235GSM, YELLOW & BLUE ENERGEX / SAFETY FIRST LOGO ARC FLASH RATED | HS & PPE
25224 | JACKET, UNISEX | SIZE L;STYLE & MFR TO ENERGEX SAMPLE; TECASAFE 700, 235GSM, YELLOW & BLUE ENERGEX / SAFETY FIRST LOGO ARC FLASH RATED | HS & PPE
25474 | JACKET,WET WEATHER. | HI-VISIBILITY YELLOW FLAME RETARDANT HUSKIE; SIZES SML - 4XL | HS & PPE
19132 | JACKET,WET WEATHER. | POLYESTER/PU COATED;HI-VISIBILITY YELLOW IN ACCORDANCE WITH AS4602;SIZE XXXL;BODY OF JACKET FLAME RETARDANT;REFLECTIVE STRIPS TO AS1906;ARMS OF JACKET-NAVY | HS & PPE
19129 | JACKET,WET WEATHER. | POLYESTER/PU COATED;HI-VISIBILITY YELLOW IN ACCORDANCE WITH AS4602;SIZE L;BODY OF JACKET FLAME RETARDANT;REFLECTIVE STRIPS TO AS1906;ARMS OF JACKET-NAVY BLUE WITH | HS & PPE
19128 | JACKET,WET WEATHER. | POLYESTER/PU COATED;HI-VISIBILITY YELLOW IN ACCORDANCE WITH AS4602;SIZE M;BODY OF JACKET FLAME RETARDANT;REFLECTIVE STRIPS TO AS1906;ARMS OF JACKET-NAVY BLUE WITH | HS & PPE
2483865 | JOINER | Versadeck, for Linking Ground Protection Mats Together | Tools & Equipment
23843 | JOINER, FENCING | COUPLER;FOR TEMPORARY WORKSITE FENCING PANELS;HEAVY DUTY COUPLER; 40MM OD;LINK FOR TEMP FENCE PANELS; | Misc Non-Contract Items
24071 | JOINT BOX,ELECTRIC CABLE | Earth Link Box, 110kV Cable System, Sheath Earth Break c/w 240mm2 Cu XLPE Insulated Concentric Bonding Lead Connections c/w 6 x 4.5kV SVL's, 316 S/S | U/G Cables & Accsry Equip
17982 | JOINT BOX,SWITCH FUSE GEAR. | FOR COUPLING 2 FALCON BETA 'TAMCO' GR1-21 & GR1-01 UNITS TOGETHER;OFFSET JOINT BOX WITH COPPER BARS & INSULATING MATERIALS; | U/G Equipment
14927 | JOINT BOX,SWITCH FUSE GEAR. | BUSBAR COUPLING;FOR COUPLING UNITS OF ANDELECT SD3 RING MAIN SWITCHGEAR;C/W POLYOLEFIN HEAT SHRINK SLEEVES,COPPER FISHPLATES,EARTH STRAP,NUT & BOLTS; | Substation
17983 | JOINT BOX,SWITCH FUSE GEAR. | FOR COUPLING 2 FALCON BETA 'TAMCO' GR1-01 TO GR1-01 UNITS TOGETHER;STRAIGHT JOINT BOX WITH COPPER BARS & INSULATING MATERIALS; | U/G Equipment
3045 | JOINT INSUL MATERIALS,ELEC POWER CABLE | 11 KV;IMPREGNATED PAPER SEPARATOR;FOR 185 SQ MM 3C COPPER PLY STRAIGHT JOINTS; IN SEALED TIN;BS5068 (FINE)/BS698; (185,240 & 300 SQ MM LIVE ENDS); | U/G Equipment
14249 | JOINT OUTER BOX,ELECTRICAL POWER CABLE. | LV STRAIGHT;585 MM INT LG,145 MM INT DIA ,686 MM LG;POLYSTYRENE;120 & 240 SQ MM URD CABLE;PROTECTION BOX ONLY,FOR URD REPAIR;FOR ASSOCIATED COMPOUND RESIN | U/G Equipment
20055 | JOINT OUTER BOX,ELECTRICAL POWER CABLE. | JOINT OUTERBOX ELECTRICAL TYPE 7; 33KV FIBREGLASS OUTERBOX TYPE 7; TO SUIT MAJORITY OF 33KV OIL STRAIGHT JOINTS; UGM 8 | U/G Equipment
22057 | JOINT OUTER BOX,ELECTRICAL POWER CABLE. | FIBREGLASS OUTER BOX TYPE 3;TO SUIT 33 KV SCREEN BREAK JOINT;FERRO NPG GELCOAT WHITE;4 LAYERS AC 200 MAT; FINISH COAT C GLASS TISSUE;FOR USE | O/Head Line
6767 | JOINT,ELECTRICAL POWER CABLE | 33 KV;FOR 300 SQ MM,ALUMINIUM CONDUCTOR, 3 CORE,OIL FILLED PAPER INSULATED CABLE; STRAIGHT TYPE;COPPER SLEEVE,FIBRE GLASS OUTERBOX;SECURITY STOCK F652,7,8,9; | U/G Equipment
15438 | JOINT,ELECTRICAL POWER CABLE | 11 KV;FOR 95 TO 185 SQ MM ALUMINIUM CONDUCTOR,XLPE SINGLE CORE (INC HVABC); STRAIGHT JOINT,SCREENED;HEAT SHRINK JOINT KIT;UJ MANUAL 2/651; | U/G Equipment
15437 | JOINT,ELECTRICAL POWER CABLE | 11 KV;FOR 35 TO 70 SQ MM ALUMINIUM CONDUCTOR,XLPE SINGLE CORE (INC HVABC); STRAIGHT JOINT,SCREENED;HEAT SHRINK JOINT KIT; UJ MANUAL 2/651; | U/G Equipment
2484608 | JOINT,ELECTRICAL POWER CABLE | Screen Break, 76/132kV, 1C, 1600mm2 Stranded Segmental Milliken WB Cu, XLPE/ WBT/CorrCu Sheath(40kA/0.5Sec)/MDPE, Graphite Coating | U/G Cables & Accsry Equip
2484566 | JOINT,ELECTRICAL POWER CABLE | Screen Break, 76/132kV, 1C, 1200mm2 Stranded Segmental Milliken WB Cu, XLPE/ WBT/CAS(40kA/0.5Sec)/MDPE, Graphite Coating | U/G Cables & Accsry Equip
2484525 | JOINT,ELECTRICAL POWER CABLE | Screen Break, 76/132kV, 1C, 800mm2 Stranded Segmental Milliken WB Cu, XLPE/ WBT/CorrCu Sheath(40kA/0.5Sec)/MDPE, Graphite Coating | U/G Cables & Accsry Equip
2484483 | JOINT,ELECTRICAL POWER CABLE | Screen Break, 76/132kV, 1C, 400mm2 Stranded Compacted Circ WB Cu, XLPE/WBT/ CorrCu Sheath(40kA/0.5Sec)/MDPE, Graphite Coating | U/G Cables & Accsry Equip
20528 | JOINT,ELECTRICAL POWER CABLE | HEATSHRINK;LV TRANSITION JOINT;120 SQ MM 4 CORE AL XLPE/HDPE TO 185 SQ MM 3.5 CORE CU XLPE/SWA/HDPE;C/W BI-METAL SHEAR BOLT CONNECTORS; | U/G Equipment
20527 | JOINT,ELECTRICAL POWER CABLE | HEATSHRINK;LV TRANSITION JOINT;129 SQ MM AL CONSAC TO 70 SQ MM 3.5 CORE CU PLY/ HDPE;C/WBARRIED COMPRESSION CONNECTOR;PACK OF 1,PACK WEIGHT 3.5 KG; | U/G Equipment
20526 | JOINT,ELECTRICAL POWER CABLE | HEATSHRINK;LV TRANSITION JOINT;150 SQ MM 3.5 CORE AL PLY/HDPE TO 120 SQ MM 4 CORE AL XLPE/HDPE;C/W BARRIED COMPRESSION CONNECTOR;PACK OF 1,PACK WEIGHT 3.5 KG; | U/G Equipment
20523 | JOINT,ELECTRICAL POWER CABLE | HEATSHRINK;LV TRANSITION JOINT;161 SQ MM 3.5 CORE CU PLY/HDPE TO 185 SQ MM 3.5 CORE CU XLPE/SWA/HDPE;C/W BARRIED COMPRESSION CONNECTOR;PACK OF 1, | U/G Equipment
20515 | JOINT,ELECTRICAL POWER CABLE | HEATSHRINK;LV TRANSITION JOINT;240 SQ MM 4 CORE AL XLPE/HDPE TO 120 SQ MM 4 CORE AL XLPE/HDPE;C/W BI-METAL SHEAR BOLT CONNECTOR;PACK OF 1;PACK WEIGHT 3 KG; | U/G Equipment
20513 | JOINT,ELECTRICAL POWER CABLE | HEATSHRINK;LV TRANSITION JOINT;240 SQ MM AL XLPE 3 CORE NEUTRAL SCR TO 120 SQ MM 4 CORE XLPE/HDPE;C/W BI-METAL SHEAR BOLT CONNECTOR;PACK OF 1,PACK WEIGHT | U/G Equipment
20512 | JOINT,ELECTRICAL POWER CABLE | HEATSHRINK;LV TRANSITION JOINT;240 SQ MM AL XLPE 3 CORE NEUTRAL SCR TO 185 SQ MM 3.5 CORE CU XLPE/SWA/HDPE;C/W BI-METAL SHEAR BOLT CONNECTOR;PACK OF 1,PACK | U/G Equipment
20511 | JOINT,ELECTRICAL POWER CABLE | HEATSHRINK;LV TRANSITION JOINT;240 SQ MM AL XLPE 3 CORE NEUTRAL SCR TO 185 SQ MM 3.5 CORE CU PLY/HDPE;C/W BI-METAL BARRIED COMPRESSION CONNECTOR;PACK OF 1, | U/G Equipment
20510 | JOINT,ELECTRICAL POWER CABLE | HEATSHRINK;LV TRANSITION JOINT;258 SQ MM AL PLY TO 240 SQ MM 4 CORE AL XLPE/HDPE; C/W BI-METAL BARRIED COMPRESSION CONNECTOR;PACK OF 1,PACK WEIGHT 3.5 KG; | U/G Equipment
20458 | JOINT,ELECTRICAL POWER CABLE | HEATSHRINK;LV TRANSITION JOINT;16 SQ MM 4 CORE CU PLY/HDPE TO 16 SQ MM 4 CORE CU XLPE/PVC;C/W BARRIED COMPRESSION CONNECTORS;PACK OF 1,PACK WEIGHT 2.5 KG; | U/G Equipment
20452 | JOINT,ELECTRICAL POWER CABLE | HEATSHRINK;LV TRANSITION JOINT;120 SQ MM 3 CORE AL XLPE/HDPE NEUTRAL SCR TO 120 SQ MM 4 CORE AL XLPE/HDPE;C/W SHEAR BOLT CONNECTOR;PACK OF 1,PACK WEIGHT | U/G Equipment
20451 | JOINT,ELECTRICAL POWER CABLE | HEATSHRINK;LV TRANSITION JOINT;120 SQ MM 3 CORE AL XLPE/HDPE NEUTRAL SCR TO 70 SQ MM 3.5 CORE CU PLY/HDPE;C/W BARRIED COMPRESSION CONNECTOR;PACK OF 1,PACK | U/G Equipment
20450 | JOINT,ELECTRICAL POWER CABLE | HEATSHRINK;LV TRANSITION JOINT;129 SQ MM 4 CORE AL PLY/HDPE TO 120 SQ MM 4 CORE AL XLPE/HDPE;C/W BARRIED COMPRESSION CONNECTOR;PACK OF 1,PACK WEIGHT 4.5 KG; | U/G Equipment
20448 | JOINT,ELECTRICAL POWER CABLE | HEATSHRINK;LV TRANSITION JOINT;129 SQ MM AL CONSAC TO 120 SQ MM 4 CORE AL XLPE/ HDPE;C/W BARRIED COMPRESSION CONNECTOR;PACK OF 1,PACK WEIGHT 3.5 KG; | U/G Equipment
20440 | JOINT,ELECTRICAL POWER CABLE | HEATSHRINK;LV TRANSITION JOINT;300 SQ MM AL PLY TO 240 SQ MM 4 CORE AL XLPE/HDPE; C/W BI-METAL BARRIED COMPRESSION CONNECTOR;PACK OF 1,PACK WEIGHT 5.5 KG; | U/G Equipment
20346 | JOINT,ELECTRICAL POWER CABLE | 33 KV;TRANSITION JOINT;HEATSHRINK;800 SQ MM 1 CORE CU XLPE/LY/HDPE TO 630 SQ MM 1 CORE CU XLPE/LY/HDPE;C/W BARRIED COMPRESSION CONNECTORS;PACK OF 1, | U/G Equipment
20575 | JOINT,ELECTRICAL POWER CABLE | 33 KV;STRAIGHT JOINT;HEATSHRINK;TO SUIT 800 SQ MM;1 CORE CU XLPE/LY/HDPE;C/W BARRIED COMPRESSION CONNECTORS; PACK OF 1,PACK WEIGHT 6 KG; | U/G Equipment
20453 | JOINT,ELECTRICAL POWER CABLE | HEATSHRINK;LV TRANSITION JOINT;120 SQ MM 4 CORE AL XLPE/HDPE TO 70 SQ MM 3.5 CORE CU PLY/HDPE;C/W BARRIED COMPRESSION CONNECTORS;PACK OF 1,PACK WEIGHT 4 KG; | U/G Equipment
20465 | JOINT,ELECTRICAL POWER CABLE | 11 KV;HEATSHRINK;TRANSITION JOINT; 3 PHASE;FOR 185 SQ MM CU PLY/HDPE TO 300 SQ MM AL PLY/PVC;C/W RFSM OUTER SEALING SLEEVE & BARRIED COMPRESSION | U/G Equipment
20464 | JOINT,ELECTRICAL POWER CABLE | 11 KV;HEATSHRINK;TRANSITION JOINT; 3 PHASE;FOR 25 SQ MM CU PLY/HDPE TO 35 SQ MM AL XLPE/HDPE;C/W RFSM OUTER SEALING SLEEVE & BARRIED COMPRESSION | U/G Equipment
20467 | JOINT,ELECTRICAL POWER CABLE | 11 KV;HEATSHRINK;TRANSITION JOINT; 3 PHASE;FOR 185 SQ MM CU XPLE/HDPE TO 258 SQ MM AL PLY/PVC;C/W RFSM OUTER SEALING SLEEVE & BARRIED COMPRESSION | U/G Equipment
20463 | JOINT,ELECTRICAL POWER CABLE | 11 KV;HEATSHRINK;TRANSITION JOINT; 3 PHASE;FOR 240 SQ MM CU XLPE/PVC/HDPE TO 161 SQ MM CU PLY/SWS;C/W RFSM OUTER SEALING SLEEVE & BARRIED COMPRESSION | U/G Equipment
20356 | JOINT,ELECTRICAL POWER CABLE | 11 KV;HEATSHRINK;TRANSITION JOINT; 3 PHASE;FOR 240 SQ MM CU XLPE/HDPE TO 300 SQ MM AL PLY/PVC;C/W RSFM OUTER SEALING SLEEVE & BARRIED COMPRESSION | U/G Equipment
20354 | JOINT,ELECTRICAL POWER CABLE | 11 KV;HEATSHRINK;TRANSITION JOINT; 3 PHASE;FOR 240 SQ MM CU XLPE/HDPE TO 258 SQ MM AL PLY/PVC;C/W RFSM OUTER SEALING SLEEVE & BARRIED COMPRESSION | U/G Equipment
20353 | JOINT,ELECTRICAL POWER CABLE | 11 KV;HEATSHRINK;TRANSITION JOINT; 3 PHASE;FOR 240 SQ MM CU XLPE/HDPE TO 240 SQ MM CU PLY/HDPE;C/W RFSM OUTER SEALING SLEEVE & BARRIED COMPRESSION | U/G Equipment
20351 | JOINT,ELECTRICAL POWER CABLE | 11 KV;HEATSHRINK;TRANSITION JOINT; 3 PHASE;FOR 185 SQ MM CU XLPE/HDPE TO 300 SQ MM CU PLY/HDPE;C/W RFSM OUTER SEALING SLEEVE & BARRIED COMPRESSION | U/G Equipment
20349 | JOINT,ELECTRICAL POWER CABLE | 11 KV;HEATSHRINK;TRANSITION JOINT; 3 PHASE;FOR 240 SQ MM AL XLPE/HDPE TO 300 SQ MM AL PLY/PVC;C/W RFSM OUTER SEALING SLEEVE & BARRIED COMPRESSION | U/G Equipment
20348 | JOINT,ELECTRICAL POWER CABLE | 11 KV;HEATSHRINK;TRANSITION JOINT; 3 PHASE;FOR 240 SQ MM AL XLPE/HDPE TO 300 SQ MM CU PLY/HDPE;C/W RFSM OUTER SEALING SLEEVE & BARRIED COMPRESSION | U/G Equipment
20347 | JOINT,ELECTRICAL POWER CABLE | 11 KV;HEATSHRINK;TRANSITION JOINT; 3 PHASE;FOR 240 SQ MM AL XLPE/HDPE TO 240 SQ MM CU PLY/HDPE;C/W RFSM OUTER SEALING SLEEVE & BARRIED COMPRESSION | U/G Equipment
20344 | JOINT,ELECTRICAL POWER CABLE | 11 KV;HEATSHRINK;STRAIGHT JOINT;3 PHASE; RANGE 25 SQMM TO 95 SQMM AL-AL XLPE/HDPE CABLE;INCLUDING HVABC;C/W WCSM TUBULAR SEALING SLEEVE & SHEAR BOLT CONNECTORS; | U/G Equipment
20343 | JOINT,ELECTRICAL POWER CABLE | 11 KV;HEATSHRINK;STRAIGHT JOINT;3 PHASE; FOR 400 SQ MM CU PLY/SWS;C/W RFSM OUTER SEALING SLEEVE & BARRIED COMPRESSION CONNECTORS;PACK OF 1,PACK WEIGHT 10.5 KG | U/G Equipment
20342 | JOINT,ELECTRICAL POWER CABLE | 11 KV;HEATSHRINK;TRANSITION JOINT; 3 PHASE;FOR 300 SQ MM CU PLY/HDPE TO 300 SQ MM AL PLY/PVC;C/W RFSM OUTER SEALING SLEEVE & BARRIED COMPRESSION | U/G Equipment
20341 | JOINT,ELECTRICAL POWER CABLE | 11 KV;HEATSHRINK;STRAIGHT JOINT;3 PHASE; FOR 300 SQ MM CU PLY/HDPE;C/W RFSM OUTER SEALING SLEEVE & BARRIED COMPRESSION CONNECTORS;PACK OF 1, | U/G Equipment
20340 | JOINT,ELECTRICAL POWER CABLE | 11 KV;HEATSHRINK;TRANSITION JOINT; 3 PHASE;FOR 300 SQ MM CU PLY/HDPE TO 240 SQ MM CU PLY/HDPE;C/W RFSM OUTER SEALING SLEEVE & BARRIED COMPRESSION | U/G Equipment
20339 | JOINT,ELECTRICAL POWER CABLE | 11 KV;HEATSHRINK;TRANSITION JOINT; 3 PHASE;FOR 240 SQ MM CU PLY/HDPE TO 95 SQ MM AL XLPE/HDPE;C/W RFSM OUTER SEALING SLEEVE & BARRIED COMPRESSION | U/G Equipment
20338 | JOINT,ELECTRICAL POWER CABLE | 11 KV;HEATSHRINK;STRAIGHT JOINT;3 PHASE; FOR 240 SQ MM CU PLY/HDPE;C/W RFSM OUTER SEALING SLEEVE & BARRIED COMPRESSION CONNECTORS;PACK OF 1, | U/G Equipment
20333 | JOINT,ELECTRICAL POWER CABLE | 11 KV;HEATSHRINK;TRANSITION JOINT; 3 PHASE;FOR 240 SQ MM CU XLPE/PVC/HDPE TO 185 SQ MM CU PLY/HDPE;C/W RFSM OUTER SEALING SLEEVE & BARRIED COMPRESSION | U/G Equipment
20332 | JOINT,ELECTRICAL POWER CABLE | 11 KV;HEATSHRINK;TRANSITION JOINT; 3 PHASE;FOR 185 SQ MM CU XLPE/PVC/HDPE TO 185 SQ MM CU PLY/HDPE;C/W RFSM OUTER SEALING SLEEVE & BARRIED COMPRESSION | U/G Equipment
20331 | JOINT,ELECTRICAL POWER CABLE | 11 KV;HEATSHRINK;TRANSITION JOINT; 3 PHASE;FOR 185 SQ MM CU XLPE/PVC/HDPE TO 161 SQ MM CU PLY/SWS;C/W RFSM OUTER SEALING SLEEVE & BARRIED COMPRESSION | U/G Equipment
20330 | JOINT,ELECTRICAL POWER CABLE | 11 KV;HEATSHRINK;TRANSITION JOINT; 3 PHASE;FOR 240 SQ MM AL XLPE/PVC/HDPE TO 185 SQ MM CU PLY/HDPE;C/W RFSM OUTER SEALING SLEEVE & BARRIED COMPRESSION | U/G Equipment
20329 | JOINT,ELECTRICAL POWER CABLE | 11 KV;HEATSHRINK;TRANSITION JOINT; 3 PHASE;FOR 240 SQ MM AL XLPE/PVC/HDPE TO 161 SQ MM AL PLY/SWS;C/W RFSM OUTER SEALING SLEEVE & BARRIED COMPRESSION | U/G Equipment
20328 | JOINT,ELECTRICAL POWER CABLE | 11 KV;HEATSHRINK;TRANSITION JOINT; 3 PHASE;FOR 240 SQ MM AL XLPE/PVC/HDPE TO 150 SQ MM AL PLY/SW/PVC;C/W RFSM OUTER SEALING SLEEVE & BARRIED | U/G Equipment
20326 | JOINT,ELECTRICAL POWER CABLE | 11 KV;HEATSHRINK;TRANSITION JOINT; 3 PHASE;FOR 240 SQ MM AL XLPE/PVC/HDPE TO 95 SQ MM CU PLY/HDPE;C/W RFSM OUTER SEALING SLEEVE & BARRIED COMPRESSION | U/G Equipment
20325 | JOINT,ELECTRICAL POWER CABLE | 11 KV;HEATSHRINK;TRANSITION JOINT; 3 PHASE;FOR 95 SQ MM AL XLPE/PVC/HDPE TO 185 SQ MM CU PLY/HDPE;C/W RFSM OUTER SEALING SLEEVE & BARRIED COMPRESSION | U/G Equipment
20323 | JOINT,ELECTRICAL POWER CABLE | 11 KV;HEATSHRINK;TRANSITION JOINT; 3 PHASE;FOR 95 SQ MM AL XLPE/PVC/HDPE TO 95 SQ MM CU PLY/HDPE;C/W RFSM OUTER SEALING SLEEVE & BARRIED COMPRESSION | U/G Equipment
20322 | JOINT,ELECTRICAL POWER CABLE | 11 KV;HEATSHRINK;TRANSITION JOINT; 3 PHASE;FOR 95 SQ MM AL XLPE/PVC/HDPE TO 70 SQ MM CU PLY/SWS;C/W RFSM OUTER SEALING SLEEVE & BARRIED COMPRESSION | U/G Equipment
20321 | JOINT,ELECTRICAL POWER CABLE | 11 KV;HEATSHRINK;TRANSITION JOINT; 3 PHASE;FOR 95 SQ MM AL XLPE/PVC/HDPE TO 25 SQ MM CU PLY/HDPE;C/W RFSM OUTER SEALING SLEEVE & BARRIED COMPRESSION | U/G Equipment
20319 | JOINT,ELECTRICAL POWER CABLE | 11 KV;HEATSHRINK;TRANSITION JOINT; 3 PHASE;FOR 35 SQ MM AL XLPE/PVC/HDPE TO 50 SQ MM AL PLY/SWS;C/W RFSM OUTER SEALING SLEEVE & BARRIED COMPRESSION | U/G Equipment
20318 | JOINT,ELECTRICAL POWER CABLE | 11 KV;HEATSHRINK;TRANSITION JOINT; 3 PHASE;FOR 35 SQ MM AL XPLE/PVC/HDPE TO 25 SQ MM CU PLY/HDPE;C/W RFSM OUTER SEALING SLEEVE& BARRIED COMPRESSION | U/G Equipment
20316 | JOINT,ELECTRICAL POWER CABLE | 11 KV;HEATSHRINK;TRANSITION JOINT; 3 PHASE;FOR 300 SQ MM CU PLY/HDPE TO 185 SQ MM CU PLY/HDPE;C/W RFSM OUTER SEALING SLEEVE & BARRIED COMPRESSION | U/G Equipment
20314 | JOINT,ELECTRICAL POWER CABLE | 11 KV;HEATSHRINK;STRAIGHT JOINT;3 PHASE; FOR 185 SQ MM CU PLY/HDPE;C/W RFSM OUTER SEALING SLEEVE & BARRIED COMPRESSION CONNECTORS;PACK OF 1, | U/G Equipment
20313 | JOINT,ELECTRICAL POWER CABLE | 11 KV;HEATSHRINK;TRANSITION JOINT; 3 PHASE;FOR 185 SQ MM CU PLY/HDPE TO 150 SQ MM AL PLY/SW/PVC;C/W RPSM OUTER SEALING SLEEVE & BARRIED COMPRESSION | U/G Equipment
20311 | JOINT,ELECTRICAL POWER CABLE | 11 KV;HEATSHRINK;TRANSITION JOINT; 3 PHASE;FOR 185 SQ MM CU PLY/HDPE TO 70 SQ MM CU PLY/SWS;C/W RFSM OUTER SEALING SLEEVE & BARRIED COMPRESSION | U/G Equipment
20310 | JOINT,ELECTRICAL POWER CABLE | 11 KV;HEATSHRINK;TRANSITION JOINT; 3 PHASE;FOR 161 SQ MM CU PLY/SWS TO 185 SQ MM CU PLY/HDPE;C/W RFSM OUTER SEALING SLEEVE & BARRIED COMPRESSION | U/G Equipment
20309 | JOINT,ELECTRICAL POWER CABLE | 11 KV;HEATSHRINK;STRAIGHT JOINT;3 PHASE; FOR 161 SQ MM CU PLY/SWS;C/W RFSM OUTER SEALING SLEEVE & BARRIED COMPRESSION CONNECTORS;PACK OF 1, | U/G Equipment
20308 | JOINT,ELECTRICAL POWER CABLE | 11 KV;HEATSHRINK;TRANSITION JOINT; 3 PHASE;FOR 95 SQ MM CU PLY/HDPE TO 185 SQ MM CU PLY/HDPE;C/W RFSM OUTER SEALING SLEEVE& BARRIED COMPRESSION | U/G Equipment
20307 | JOINT,ELECTRICAL POWER CABLE | 11 KV;HEATSHRINK;TRANSITION JOINT; 3 PHASE;FOR 95 SQ MM CU PLY/HDPE TO 161 SQ MM CU PLY/SWS;C/W RFSM OUTER SEALING SLEEVE & BARRIED COMPRESSION | U/G Equipment
2497568 | JOINT,ELECTRICAL POWER CABLE | 33kV, 3Ph, Heatshrink Screen Break Joint suit 1000mm2 Al to 800mm2 Cu, 1C, XLPE/ CWS/LAT/LLDPE/MDPE (Polylam), c/w Shear Bolt Connectors & Screen Break Module | U/G Equipment
2497303 | JOINT,ELECTRICAL POWER CABLE | Straight Through, 76/132kV, 1C, 1200mm2, Stranded Segmental Milliken WB Cu, XLPE/ OF/WBT/CorrCu Sheath (40kA/0.5Sec)/MDPE, Graphite Coating | U/G Cables & Accsry Equip
2494169 | JOINT,ELECTRICAL POWER CABLE | 22kV, 400mm2 Al, 1C XLPE Cable, Insect Protected c/w Heat Shrink Cable Joint Kit, Solvent Wipes, Mechanical Cable Connectors, Cable Screen Links, 1Ph Only | U/G Equipment
2481430 | JOINT,ELECTRICAL POWER CABLE | Screen Break, 76/132kV, 1C, 1600mm2 Stranded Segmental Milliken WB Cu, XLPE/ OF/WBT/CAS(40kA/0.5Sec)/MDPE, Graphite Coating | U/G Cables & Accsry Equip
2481422 | JOINT,ELECTRICAL POWER CABLE | Screen Break, 76/132kV, 1C, 1200mm2 Stranded Segmental Milliken WB Cu, XLPE/ OF/WBT/CorrCu Sheath(40kA/0.5Sec)/MDPE, Graphite Coating | U/G Cables & Accsry Equip
2481414 | JOINT,ELECTRICAL POWER CABLE | Screen Break, 76/132kV, 1C, 1200mm2 Stranded Segmental Milliken WB Al, XLPE/ OF/WBT/CAS(25kA/1Sec)/LLDPE/Nyl/MDPE, Graphite Coating | U/G Cables & Accsry Equip
2481406 | JOINT,ELECTRICAL POWER CABLE | Screen Break, 76/132kV, 1C, 630mm2 Stranded Compacted Circ WB Al, XLPE/OF/ WBT/CAS(25kA/1Sec)/LLDPE/Nyl/MDPE, Graphite Coating | U/G Cables & Accsry Equip
2481398 | JOINT,ELECTRICAL POWER CABLE | Screen Break, 76/132kV, 1C, 630mm2 Stranded Compacted Circ WB Al, XLPE/ WBT/CAS(25kA/1Sec)/LLDPE/Nyl/MDPE, Graphite Coating | U/G Cables & Accsry Equip
104764 | JOINT,ELECTRICAL POWER CABLE | Cable Connection Insulating Kit, suit Blanking Off Magnefix MD4 Terminals | U/G Equipment
2473460 | JOINT,ELECTRICAL POWER CABLE | 132kV, Transition Joint, Cross Bonding, 3 Phase, suit 400mm2 Cu XLPE/CAS/PE 800mm2 Cu 1 Core XLPE/CAS/MDPE/ Graphite, Shear Bolt Connectors | U/G Equipment
2473452 | JOINT,ELECTRICAL POWER CABLE | 132kV, Transition Joint, Straight Through, 3 Phase, suit 400mm2 Cu XLPE/CAS/PE 800mm2 Cu 1 Core XLPE/CAS/ MDPE/Graphite, Shear Bolt Connectors | U/G Equipment
25346 | JOINT,ELECTRICAL POWER CABLE | 132kV, Pre-Moulded Silicone Rubber Joint Straight Through & Cross Bonding, suit 1600mm2 WBCu/XLPE/CCu/MPDE c/w Screw Type Connector, 2 x Joint Housings, | U/G Equipment
24779 | JOINT,ELECTRICAL POWER CABLE | 11KV;HEATSHRINK JOINT;3 PHASE; 400 SQMM AL TRXLPE TRIPLEX TO 3C 0.25 SQIN CU PLY C/W 3 SHEAR BOLT BARRIERED CONNECTORS; | U/G Equipment
23879 | JOINT,ELECTRICAL POWER CABLE | OIL JOINTING TAP SETS; VARIOUS UNDERGROUND OIL CABLE JOINTING TAP SETS; REFER TO UGM STOCKDATABASE "UGM1" PALLET NUMBER FOR ACTUAL NUMBERS | U/G Equipment
23878 | JOINT,ELECTRICAL POWER CABLE | OIL JOINTING TAP SETS; VARIOUS UNDERGROUND OIL CABLE JOINTING TAP SETS; REFER TO UGM STOCKDATABASE "UGM4" PALLET NUMBER FOR ACTUAL NUMBERS | U/G Equipment
23877 | JOINT,ELECTRICAL POWER CABLE | OIL JOINTING TAP SETS; VARIOUS UNDERGROUND OIL CABLE JOINTING TAP SETS; REFER TO UGM STOCKDATABASE NUMBER "UGM5" PALLET NUMBER | U/G Equipment
32248 | JOINT,ELECTRICAL POWER CABLE | 33KV OIL JOINT PARTS;OUTER BOXES; TAPE SETS;CANS;NO GLOVES; | U/G Equipment
32237 | JOINT,ELECTRICAL POWER CABLE | 110KV 1.3" AL STRAIGHT JOINT; SUIT F809/F810 BICC JOINT;INCLUDES TAPES AND OTHER SPARE OIL CANS;SUITS DIFFERENT CABLE; | U/G Equipment
32233 | JOINT,ELECTRICAL POWER CABLE | COPPER JOINTING CANS FOR OIL AND XLPE CABLES;SEE UGM DBASE FOR THE VARIOUS SIZES AVAILABLE; | U/G Equipment
23705 | JOINT,ELECTRICAL POWER CABLE | 33/11KV;HEATSHRINK;TRANSITION JOINT; 3 PHASE; FOR 33KV 0.25 SQIN HSL TO 11KV 185 SQMM CU PLYHDPE; C/W BARRIER COMPRESSION FERRULES; PACK 1; WT 9KG | U/G Equipment
22979 | JOINT,ELECTRICAL POWER CABLE | 33 KV;HEATSHRINK;TRANSITION JOINT; 3 PHASE;630 SQ MM 1C CU XLPE/LY; TO 630 SQ MM CU XLPE/LAT; C/W SHEAR BOLT CONNS FOR COND & SCREEN WIRES;INC OUTER BOX; | U/G Equipment
22978 | JOINT,ELECTRICAL POWER CABLE | 33kV, Heatshrink Straight Joint, 3 Ph, suit 630mm2 Cu, 1 Core XLPE/CWS/LAT/ LLDPE/MDPE (Polylam) c/w Shear Bolt Connectors, Insect Protected | U/G Equipment
22977 | JOINT,ELECTRICAL POWER CABLE | 33kV, Heatshrink Transition Joint, 3 Ph, suit 630mm2 Cu to 1000mm2 Al, 1 Core XLPE/CWS/LAT/LLDPE/MDPE c/w Barriered, Insect Protected | U/G Equipment
22976 | JOINT,ELECTRICAL POWER CABLE | 33kV, Heatshrink Transition Joint, 3 Ph, suit 630mm2 Cu to 800mm2 Cu, 1 Core XLPE/CWS/LAT/LLDPE/MDPE c/w Barriered, Insect Protected | U/G Equipment
22975 | JOINT,ELECTRICAL POWER CABLE | 33kV, Heatshrink Straight Joint, 3 Ph, suit 800mm2 Cu, 1 Core XLPE/CWS/LAT/ LLDPE/MDPE (Polylam) c/w Shear Bolt Connectors, Insect Protected | U/G Equipment
22860 | JOINT,ELECTRICAL POWER CABLE | 33 KV;TRANSITION JOINT;3 PHASE; HEATSHRINK;1000 SQ MM;1 CORE AL XLPE /CWS/LAT/LLDPE/MDPE TO 800 SQ MM XLPE /CWS LAT/LLDPE/MDPE;CWBARRIERED | U/G Equipment
22838 | JOINT,ELECTRICAL POWER CABLE | 11 KV;HEATSHRINK JOINT;3 PHASE;400 SQ MM AL TRXLPE TRIPLEX TO 3C 185 SQ MM CU PLY ;C/W 3 SHEAR BOLT BARRIERED CONNECTORS ; | U/G Equipment
22188 | JOINT,ELECTRICAL POWER CABLE | HEATSHRINK;LV TRANSITION JOINT;240 SQ MM AL XLPE 3C NEUTRAL SCR TO 70 SQ MM CU 4C XLPE/PVC/HDPE;C/W WCSM OUTER SEALING SLEEVE & BI-METAL MECHANICAL | U/G Equipment
22187 | JOINT,ELECTRICAL POWER CABLE | HEATSHRINK;LV TRANSITION JOINT;258 SQ MM AL PLY/PVC & SWS TO 300 SQ MM CU XLPE/ SWA/HDPE;C/W WCSM OUTER SEALING SLEEVE & BI-METAL MECHANICAL SHEAR BOLT | U/G Equipment
22186 | JOINT,ELECTRICAL POWER CABLE | HEATSHRINK;LV TRANSITION JOINT;258 SQ MM AL PLY/PVC & SWS TO 300 SQ MM CU 1C XLPE /PVC;C/W WCSM OUTER SEALING SLEEVE BI-METAL MECHANICAL SHEAR BOLT | U/G Equipment
22185 | JOINT,ELECTRICAL POWER CABLE | HEATSHRINK;LV TRANSITION JOINT;258 SQ MM AL PLY/PVC & SWS TO 185 SQ MM CU XLPE/ SWA/HDPE;C/W WCSM OUTER SEALING SLEEVE & BI-METAL MECHANICAL SHEAR BOLT | U/G Equipment
22184 | JOINT,ELECTRICAL POWER CABLE | HEATSHRINK;LV TRANSITION JOINT;258 SQ MM AL PLY/PVC & SWS TO 70 SQ MM CU 4C XLPE/ PVC/HDPE;C/W WCSM OUTER SEALING SLEEVE & BI-METAL MECHANICAL SHEAR BOLT | U/G Equipment
22183 | JOINT,ELECTRICAL POWER CABLE | HEATSHRINK;LV TRANSITION JOINT;300 SQ MM AL PLY/PVC & SWS TO 300 SQ MM CU XLPE/ SWA/HDPE;C/W WCSM OUTER SLEEVE & BI-METAL MECHANICAL SHEAR BOLT | U/G Equipment
22182 | JOINT,ELECTRICAL POWER CABLE | HEATSHRINK;LV TRANSITION JOINT;300 SQ MM AL PLY/PVC & SWS TO 300 SQ MM CU 1C XLPE /PVC;C/W WCSM OUTER SEALING SLEEVE & BI-METAL MECHANICAL SHEAR BOLT | U/G Equipment
22181 | JOINT,ELECTRICAL POWER CABLE | HEATSHRINK;LV TRANSITION JOINT;300 SQ MM AL PLY/PVC & SWS TO 185 SQ MM CU XLPE/ SWA/HDPE;C/W WCSM OUTER SEALING SLEEVE & BI-METAL MECHANICAL SHEAR BOLT | U/G Equipment
22180 | JOINT,ELECTRICAL POWER CABLE | HEATSHRINK;LV TRANSITION JOINT;300 SQ MM AL PLY/PVC 7 SWS TO 70 SQ MM CU 4C XLPE/ PVC/HDPE;C/W WCSM OUTER SEALING SLEEVE & BI-METAL MECHANICAL SHEAR BOLT | U/G Equipment
22179 | JOINT,ELECTRICAL POWER CABLE | HEATSHRINK;LV TRANSITION JOINT;300 SQ MM CU XLPE/SWA/HDPE TO 300 SQ MM CU XLPE/ SWA/HDPE;C/W WCSM OUTER SEALING SLEEVE & BI-METAL MECHANICAL SHEAR BOLT | U/G Equipment
22178 | JOINT,ELECTRICAL POWER CABLE | HEATSHRINK;LV TRANSITION JOINT;300 SQ MM CU XLPE/SWA/HDPE TO 240 SQ MM AL 4C XLPE/PVC;C/W WCSM OUTER SEALING SLEEVE & BI-METAL MECHANICAL SHEAR BOLT | U/G Equipment
22177 | JOINT,ELECTRICAL POWER CABLE | HEATSHRINK;LV TRANSITION JOINT;300 SQ MM CU XLPE/SWA/HDPE TO 185 SQ MM CU XLPE/ SWA/HDPE;C/W WCSM OUTER SEALING SLEEVE & BI-METAL MECHANICAL SHEAR BOLT | U/G Equipment
22176 | JOINT,ELECTRICAL POWER CABLE | HEATSHRINK;LV TRANSITION JOINT;300 SQ MM CU XLPE/SWA/HDPE TO 185 SQ MM CU PLY; C/W WCSM OUTER SEALING SLEEVE & BI-METAL MECHANICAL SHEAR BOLT | U/G Equipment
22175 | JOINT,ELECTRICAL POWER CABLE | HEATSHRINK;LV TRANSITION JOINT;300 SQ MM CU 4 X 1C XLPE/PVC & SWS TO 300 SQ MM CU XLPE/SWA/HDPE;C/W WCSM OUTER SEALING SLEEVE & BI-METAL MECHANICAL SHEAR BOLT | U/G Equipment
22174 | JOINT,ELECTRICAL POWER CABLE | HEATSHRINK;LV TRANSITION JOINT;300 SQ MM CU 1C XLPE/PVC & SWS TO 300 SQ MM CU 1C XLPE/PVC;C/W WCSM OUTER SEALING SLEEVE & BI-METAL MECHANICAL SHEAR BOLT | U/G Equipment
22173 | JOINT,ELECTRICAL POWER CABLE | HEATSHRINK;LV TRANSITION JOINT;300 SQ MM CU 4 X 1C XLPE/PVC & SWS TO 240 SQ MM AL 4C XLPE/PVC/XLPE/SWA/HDPE;C/W WCSM OUTER SEALING SLEEVE & BI-METAL | U/G Equipment
22172 | JOINT,ELECTRICAL POWER CABLE | HEATSHRINK;LV TRANSITION JOINT;300 SQ MM CU 4 X 1C XLPE/PVC & SWS TO 185 SQ MM CU XLPE/SWA/HDPE;C/W WCSM OUTER SEALING SLEEVE & BI-METAL MECHANICAL | U/G Equipment
22171 | JOINT,ELECTRICAL POWER CABLE | HEATSHRINK;LV TRANSITION JOINT;300 SQ MM CU 4 X 1C XLPE/PVC & SWS TO 185 SQ MM CU PLY;C/W WCSM OUTER SEALING SLEEVE & BI-METAL MECHANICAL SHEAR BOLT | U/G Equipment
22170 | JOINT,ELECTRICAL POWER CABLE | 11 KV;HEATSHRINK STRAIGHT JOINT;FOR 240 SQ MM CU XLPE/PVC/HDPE TO 95 SQ MM CU PLY/HDPE;C/W RFSM OUTER SEALING SLEEVE & BARRIERED COMPRESSION | U/G Equipment
22165 | JOINT,ELECTRICAL POWER CABLE | 33 KV;SCREEN BREAK JOINT;HEATSHRINK; 800 SQ MM,3 X 1C CU XLPE/LY OR CCU/HDPE TO 800 SQ MM 3 X 1C CU XLPE OR CCU/HDPE; C/W BARRIERED MECHANICAL SHEAR BOLT | U/G Equipment
22164 | JOINT,ELECTRICAL POWER CABLE | 33 KV;SCREEN BREAK JOINT;HEATSHRINK; 800 SQ MM,3 X 1C CU XLPE/LY OR CCU/HDPE TO 630 SQ MM 3 X 1C CU XLPE/LY OR CUU/ HDPE;C/W BARRIERED MECHANICAL SHEAR | U/G Equipment
22163 | JOINT,ELECTRICAL POWER CABLE | 33 KV;TRANSITION JOINT;HEATSHRINK;161 SQ MM 3C CU PLY (0.25 SQ IN HSL)TO 400 SQ MM 3 X 1C CU XLPE/LY OR CCU/HDPE;C/W BARRIERED COMPRESSION CONNECTORS; | U/G Equipment
22162 | JOINT,ELECTRICAL POWER CABLE | 33 KV;SCREEN BREAK JOINT;HEATSHRINK; 630 SQ MM,3 X 1C CU XLPE/LY OR CCU/HDPE TO 630 SQ MM 3 X 1C CU XLPE/LY OR CCU/ HDPE;C/W BARRIERED MECHANICAL SHEAR | U/G Equipment
22241 | JOINT,ELECTRICAL POWER CABLE | LV;PARALLEL JOINT;NON RE-ENTERABLE RESIN FILLED;SINGLE PHASE KIT;FOR 300 SQ MM CU 4 X 1C XLPE/PVC TO 300 SQ MM CU 4 X 1C XLPE/PVC;C/W JOINT SHELL; | U/G Equipment
22240 | JOINT,ELECTRICAL POWER CABLE | LV;PARALLEL BRANCH/PARALLEL RESIN JOINT;NON-RE-ENTERABLE RESIN FILLED; 3 PHASE KIT;FOR 300 SQ MM CU XLPE/SWA/ HDPE MAIN TO BRANCH CABLES OF 70 SQ MM | U/G Equipment
22237 | JOINT,ELECTRICAL POWER CABLE | 11 KV;RESIN FILLED JOINT;FOR WET (CABLES );3 PHASE KIT;FOR 3C 95 SQ MM AL XLPE/ CWS/PVC/HDPE OR 3 X 1C 95 SQ MM OR 240 SQ MM AL TRXLPE/CWS/HDPE OR 3 X 1C 185 | U/G Equipment
22236 | JOINT,ELECTRICAL POWER CABLE | 11 KV;RESIN FILLED JOINT;FOR WET (CABLES);3 PHASE KIT;FOR 3C 95 SQ MM AL XLPE/CWS/PVC/HDPE OR 3 X 1C 95 SQ MM OR 240 SQ MM AL TRXLPE/CWS/HDPE OR 3 X 1C | U/G Equipment
22235 | JOINT,ELECTRICAL POWER CABLE | 11 KV;RESIN FILLED JOINT;FOR WET (CABLES);3 PHASE KIT;FOR 3C 240 SQ MM OR 300 SQ MM CU/PLY/HDPE TO 3C 95 SQ MM OR 240 SQ MM AL XLPE/CWS/PVC/HDPE | U/G Equipment
22234 | JOINT,ELECTRICAL POWER CABLE | 11 KV;RESIN FILLED JOINT;FOR WET (CABLES);3 PHASE KIT;FOR 3C 95 SQ MM OR 85 SQ MM CU/PLY/HDPE TO 3C 95 SQ MM OR 240 SQ MM AL XLPE/CWS/PVC/HDPE OR | U/G Equipment
22233 | JOINT,ELECTRICAL POWER CABLE | 11 KV;RESIN FILLED STOP END JOINT; 3 PHASE KIT;FOR 240 SQ MM UP TO 300 SQ MM CU/PLY/HDPE OR SWS;C/W JOINT SHELL; RANGE TAKING MECHANICAL SHEAR BOLT | U/G Equipment
22232 | JOINT,ELECTRICAL POWER CABLE | 11 KV;RESIN FILLED STOP END JOINT; 3 PHASE KIT;FOR 25 SQ MM UP TO 185 SQ MM CU/PLY/HDPE OR SWS;C/W JOINT SHELL; RANGE TAKING MECHANICAL SHEAR BOLT | U/G Equipment
22135 | JOINT,ELECTRICAL POWER CABLE | Screen Break, 76/132kV, 1600mm2, 1C Milliken Stranding, WB Cu/XLPE/WBT/ CorrCu Sheath/MDPE c/w Graphite Coating | U/G Equipment
22134 | JOINT,ELECTRICAL POWER CABLE | Screen Break, 76/132kV, 1200mm2, 1C Milliken Stranding, WB Cu/XLPE/WBT/ CorrCu Sheath/MDPE c/w Graphite Coating | U/G Equipment
22133 | JOINT,ELECTRICAL POWER CABLE | Screen Break, 76/132kV, 800mm2, 1C Milliken Stranding, WB Cu/XLPE/WBT/ CorrCu Sheath/MDPE c/w Graphite Coating | U/G Equipment
22132 | JOINT,ELECTRICAL POWER CABLE | Screen Break, 76/132kV, 400mm2, 1C Milliken Stranding, WB Cu/XLPE/WBT/CWS/ WBT/CorrCu Sheath/MDPE c/w Graphite Coating | U/G Equipment
20369 | JOINT,ELECTRICAL POWER CABLE | 11 KV;HEATSHRINK;3 PHASE;TRANSITION STRAIGHT JOINT;95 SQ MM CU PLYSWS TO 300 SQ MM CU PLYHDPE 11 KV CABLES;C/W JOINT MODULE SIZE TRANSITION MODULE & | U/G Equipment
20389 | JOINT,ELECTRICAL POWER CABLE | 11 KV;HEATSHRINK JOINT;3 PHASE; 3 X 1 CORE 95-240 SQ MM AL OR CU TRXLPE/ CWS/HDPE TRIPLEX CABLE TO 3 CORE 95- 240 SQ MM AL OR CU XLPE/CWS/HDPE CABLE; | U/G Equipment
20387 | JOINT,ELECTRICAL POWER CABLE | 11kV, 3Ph, for 185-400mm2 Triplex to 3 Core 300mm2 Cu/Al 11kV PLYHDPE, Heatshrink Joint | U/G Equipment
20385 | JOINT,ELECTRICAL POWER CABLE | 11 KV;HEATSHRINK JOINT;3 PHASE FOR 185 SQ MM-240 SQ MM TRIPLEX TO 3 CORE 240 SQ MM CU/258 AL (0.4 IN) 11 KV PLYHDPE;PACK OF 1,PACK WEIGHT | U/G Equipment
20383 | JOINT,ELECTRICAL POWER CABLE | 11 KV;HEATSHRINK JOINT;3 PHASE; 3 X 1 CORE 95-240 SQ MM AL OR CU TRXLPE/ CWS/HDPE TRIPLEX CABLE TO 3 X 1 CORE 95-240 SQ MM AL OR CU TRXLPE/CWS/HDPE | U/G Equipment
20381 | JOINT,ELECTRICAL POWER CABLE | 11kV, Heatshrink Joint, 3Ph for 95mm2 Al Triplex to 3 Core 35mm2 & 95mm2 Al 11kV XLPE, (P1) | U/G Equipment
20380 | JOINT,ELECTRICAL POWER CABLE | 11 KV;UNDERGROUND; TRIPLEX - PLY STRIGHT JOINT;3 CORE;11 KV TR XLPE 95 SQ MM AL TRIPLEX TO 3 CORE 240 SQ MM CU 11 KV PLYHDPE;PACK OF 1,PACK WEIGHT 7.5 | U/G Equipment
20368 | JOINT,ELECTRICAL POWER CABLE | 11kV, 3Ph, for 95-240mm2 Al/Cu Triplex to 95-240mm2 Al/Cu PLY, Heatshrink Joint c/w 3 Range Taking Shear Bolt Connectors | U/G Equipment
20366 | JOINT,ELECTRICAL POWER CABLE | 11 KV;HEATSHRINK JOINT;3 PHASE;FOR 95 SQ MM AL XLPE TRIPLEX TO 25 SQ MM TO 70 SQ MM PLY CU TO CU,AL TO AL;C/W 3 RANGE TAKING SHEAR BOLT CONNECTORS; | U/G Equipment
21406 | JOINT,ELECTRICAL POWER CABLE | UNDERGROUND SERVICE TEE JOINT;LV; RE-ENTERABLE RESIN FILLED;SUITS 240 SQ MM 4 C AL XLPE,185 SQ MM 3.5 C CU PLY & XLPE/SWS MAIN WITH TEE CABLES OF 16- | U/G Equipment
20468 | JOINT,ELECTRICAL POWER CABLE | 11 KV;TRANSITION JOINT;HEATSHRINK; 3 PHASE;FOR 185 SQ MM CU XLPE/HDPE TO 300 SQ MM AL PLY/PVC;C/W RFSM OUTER SEALING SLEEVE & BARRIED COMPRESSION | U/G Equipment
20466 | JOINT,ELECTRICAL POWER CABLE | 11 KV;TRANSITION JOINT;HEATSHRINK; 3 PHASE;FOR 240 SQ MM AL XLPE/HDPE TO 258 SQ MM AL PLY/PVC;C/W RFSM OUTER SEALING SLEEVE & BARRIED COMPRESSION | U/G Equipment
20324 | JOINT,ELECTRICAL POWER CABLE | 11 KV;TRANSITION JOINT;HEATSHRINK; 3 PHASE;FOR 95 SQ MM AL XLPE/PVC/HDPE TO 120 SQ MM AL PLY/SW/PVC;C/W RFSM OUTER SEALING SLEEVE & BARRIED COMPRESSION | U/G Equipment
20301 | JOINT,ELECTRICAL POWER CABLE | 11 KV;TRANSITION JOINT;HEATSHRINK; 3 PHASE;FOR 25 SQ MM CU PLY/HDPE TO 95 SQ MM CU PLY/HDPE;C/W RFSM OUTER SEALING SLEEVE & BARRIED COMPRESSION | U/G Equipment
20300 | JOINT,ELECTRICAL POWER CABLE | 11 KV;STRAIGHT JOINT;HEATSHRINK;3 PHASE; FOR 25 SQ MM CU PLY/HDPE;C/W RFSM OUTER SEALING SLEEVE & BARRIED COMPRESSION CONNECTORS;PACK OF 1, | U/G Equipment
20566 | JOINT,ELECTRICAL POWER CABLE | 11 KV;HEATSHRINK;STRAIGHT JOINT;SINGLE PHASE;FOR 630 SQ MM CU XLPE/HDPE; C/W WCSM TUBULAR SEALING SLEEVE & SHEAR BOLT CONNECTORS;PACK OF 1, | U/G Equipment
20573 | JOINT,ELECTRICAL POWER CABLE | 11 KV;TRANSITION JOINT;HEATSHRINK;33 KV 630 SQ MM 3 X 1 CORE CU XLPE/LY/HDPE TO 11 KV 240 SQ MM 3 CORE CU XLPE/HDPE;C/W BARRIED COMPRESSION CONNECTORS; | U/G Equipment
20571 | JOINT,ELECTRICAL POWER CABLE | 33 KV;TRANSITION JOINT;HEATSHRINK;400 SQ MM 1 CORE CU XLPE/LY/HDPE TO 630 SQ MM 1 CORE CU XLPE/LY/HDPE;C/W BARRIED COMPRESSION CONNECTORS;PACK OF 1, | U/G Equipment
20570 | JOINT,ELECTRICAL POWER CABLE | 33 KV;STRAIGHT JOINT;HEATSHRINK;TO SUIT 400 SQ MM 1 CORE CU XLPE/LY/HDPE;C/W BARRIED COMPRESSION CONNECTORS; PACK OF 1,PACK WEIGHT 6KG; | U/G Equipment
20569 | JOINT,ELECTRICAL POWER CABLE | 33 KV;STRAIGHT JOINT;HEATSHRINK;TO SUIT 185 SQ MM 1 CORE CU XLPE/LY/HDPE;C/W BARRIED COMPRESSION CONNECTORS; PACK OF 1,PACK WEIGHT 6KG; | U/G Equipment
20567 | JOINT,ELECTRICAL POWER CABLE | 33 KV;TRANSITION JOINT;HEATSHRINK;500 SQ MM 1 CORE AL XLPE/HDPE TO 630 SQ MM 1 CORE CU XLPE/LY/HDPE;C/W BARRIED COMPRESSION CONNECTORS;PACK OF 1, | U/G Equipment
20565 | JOINT,ELECTRICAL POWER CABLE | 33 KV;TRANSITION JOINT;HEATSHRINK;400 SQ MM 1 CORE CU PLY/HDPE TO 400 SQ MM 1 CORE CU XLPE/LY/HDPE;C/W BARRIED COMPRESSION CONNECTORS;PACK OF 1, | U/G Equipment
20564 | JOINT,ELECTRICAL POWER CABLE | 33 KV;TRANSITION JOINT;HEATSHRINK185 SQ MM 1 CORE CU PLY/HDPE TO 630 SQ MM 1 CORE CU XLPE/LY/HDPE;C/W BARRIED COMPRESSION CONNECTORS;PACK OF 1, | U/G Equipment
20563 | JOINT,ELECTRICAL POWER CABLE | 33 KV;TRANSITION JOINT;HEATSHRINK;185 SQ MM 1 CORE CU PLY/HDPE TO 400 SQ MM 1 CORE CU XLPE/LY/HDPE;C/W BARRIED COMPRESSION CONNECTORS;PACK OF 1, | U/G Equipment
20562 | JOINT,ELECTRICAL POWER CABLE | 33 KV;TRANSITION JOINT;HEATSHRINK;185 SQ MM 1 CORE CU PLY/HDPE TO 185 SQ MM 1 CORE CU XLPE/LY/HDPE;C/W BARRIED COMPRESSION CONNECTORS;PACK OF 1, | U/G Equipment
20561 | JOINT,ELECTRICAL POWER CABLE | 33 KV;TRANSITION JOINT;HEATSHRINK;161 SQ MM 3 CORE CU PLY (0.25 SQ HSL) TO 630 SQ MM 3 X 1 CORE CU XLPE/LY/HDPE;C/W BARRIED COMPRESSION CONNECTORS; | U/G Equipment
20531 | JOINT,ELECTRICAL POWER CABLE | HEATSHRINK;LV STRAIGHT JOINT;TO SUIT 16 SQ MM 4 CORE CU XLPE/PVC;C/W BI-METAL SHEAR BOLT CONNECTORS;PACK OF 1,PACK WEIGHT 1.5 KG; | U/G Equipment
20530 | JOINT,ELECTRICAL POWER CABLE | HEATSHRINK;LV TRANSITION JOINT;35 SQ MM AL CONSAC TO 25 SQ MM 4 CORE CU PLY/HDPE ;C/W BARRIED COMPRESSION CONNECTORS; PACK OF 1,PACK WEIGHT 3.5 KG; | U/G Equipment
22779 | JOINT,ELECTRICAL POWER CABLE | 110 KV;FOR 400 SQ MM CU COND;3 CORE;OIL FILLED PAPER INSULATED;TO 400 SQ MM CU COND XLPE INSULATED;CORRUGATED COPPER SHEATH CABLES;TRIFURCATING | U/G Equipment
22569 | JOINT,ELECTRICAL POWER CABLE | 110 KV;1.3 SQ IN TO 1000 SQ MM HOLLOW CORE AL CONDUCTOR;1 CORE;OIL FILLED; PAPER INSULATED;ALUM SHEATH; TRANSITION BICC-TAIHAN;F809/810 RNA | U/G Equipment
20374 | JOINT,ELECTRICAL POWER CABLE | 11 KV;RESIN TYPE TRANSITION JOINT; 3 PHASE;400 SQ MM AL TRXLPE TRIPLEX TO 3C 95-240 SQ MM AL OR CU XLPE/CWS/HDPE; C/W 3 X B&H BARRIERED SHEAR BOLT CONN; | U/G Equipment
20373 | JOINT,ELECTRICAL POWER CABLE | 11kV, Stop End Joint, 3Ph, Resin Type, 3 x 1C 400mm2 Al TRXLPE/CWS/MDPE Triplex c/w 3 Henley Connectors, max Cable size of 300mm2 | U/G Equipment
20372 | JOINT,ELECTRICAL POWER CABLE | 11 KV;RESIN TYPE PARALLEL BRANCH JOINT OR PARALLEL JOINT;3 PHASE;240 SQ MM CU XLPE 3C OR TRIPLEX OR 400 SQ MM AL TRIPLEX MAIN TO 35-400 SQ MM AL OR CU | U/G Equipment
20371 | JOINT,ELECTRICAL POWER CABLE | 11 KV;RESIN TYPE;PARALLEL BRANCH JOINT OR PARALLEL JOINT;3 PHASE;161-240 SQ MM CU PLY OR 400 SQ MM AL TRIPLEX,MAIN TO 95-300 SQ MM CU PLY OR 400 AL TRIPLEX | U/G Equipment
20367 | JOINT,ELECTRICAL POWER CABLE | 11 KV;TRANSITION JOINT;3 PHASE; HEATSHRINK;400 SQ MM AL TRXLPE TRIPLEX TO 95 SQ MM AL TRXLPE TRIPLEX;C/W 3 SHEAR BOLT BARRIERED CONNECTORS; | U/G Equipment
20352 | JOINT,ELECTRICAL POWER CABLE | 11 KV;TRANSITION JOINT;3 PHASE; HEATSHRINK;400 SQ MM AL TRXLPE TRIPLEX TO 3C,95 SQ MM AL & 185 SQ MM CU XLPE; C/W 3 SHEAR BOLT BARRIERED CONNECTORS; | U/G Equipment
22426 | JOINT,ELECTRICAL POWER CABLE | 11 KV;HEATSHRINK;TRANSITION JOINT;400 SQ MM AL TRXLPE/CWS/MDPE TRIPLEX TO 3C, 240 SQ MM CU XLPE/CWS/HDPE; | U/G Equipment
22381 | JOINT,ELECTRICAL POWER CABLE | 33 KV;HEATSHRINK;TRANSITION JOINT; 3 PHASE;1000 SQ MM,1 CORE AL XLPE/CWS/ LAT/LLDPE/MDPE;TO 630 SQ MM CU XLPE/CCU/ MDPE;C/W BARRIERED SHEAR BOLT | U/G Equipment
22380 | JOINT,ELECTRICAL POWER CABLE | 33 KV;HEATSHRINK;STRAIGHT JOINT;3 PHASE; TO SUIT 1000 SQ MM,1 CORE AL XLPE/CWS/ LAT/LLDPE/MDPE (POLYLAM);C/W SHEAR BOLT CONNECTORS;JW'S TRIAL IN W/SHOP; | U/G Equipment
22379 | JOINT,ELECTRICAL POWER CABLE | 33 KV;SCREEN BREAK JOINT;HEATSHRINK; 3 PHASE;TO SUIT 1000 SQ MM 1 CORE AL XLPE/CWS/LAT/LLDPE/MDPE (POLYLAM);C/W SHEAR BOLT CONNECTORS;C/W SCREEN | U/G Equipment
22376 | JOINT,ELECTRICAL POWER CABLE | 11 KV;HEATSHRINK;STRAIGHT JOINT;3 PHASE; TO SUIT 3 X 1 CORE,185-400 SQ MM WB AL OR CU XLPE/WBT/CWS/WBT/MDPE TRIPLEX; C/W BARRIERED SHEAR BOLT CONNECTORS | U/G Equipment
21664 | JOINT,ELECTRICAL POWER CABLE | 11 KV;HEATSHRINK JOINT;3 PHASE;3 X 1 CORE 95-240 SQ MM AL OR CU TRXLPE/CWS/ HDPE;TRIPLEX CABLE TO 3 X1 CORE 95-240 SQ MM AL OR CU TRXLPE/CWS/HDPE; | U/G Equipment
22225 | JOINT,ELECTRICAL POWER CABLE | HEATSHRINK;LV LIVE END JOINT;TO SUIT CABLE FORM 240 SQ MM UP TO 300 SQ MM CU OR AL PLY/HDPE,PLY/SWS,XLPE/PVC/HDPE OR XLPE/SWA/HDPE;C/W RFSM OUTER SEALING | U/G Equipment
22224 | JOINT,ELECTRICAL POWER CABLE | HEATSHRINK;LV TRANSITION JOINT;16 SQ MM CU XLPE TO 25 SQ MM CU PLY;C/W WCSM OUTER SEALING SLEEVE & BI-METAL MECHANICAL SHEAR BOLT CONNECTORS; | U/G Equipment
22223 | JOINT,ELECTRICAL POWER CABLE | HEATSHRINK;LV TRANSITION JOINT;16 SQ MM CU PLY/SWS TO 70 SQ MM CU 4C XLPE/PVC/ HDPE;C/W WCSM OUTER SEALING SLEEVE & BI-METAL MECHANICAL SHEAR BOLT | U/G Equipment
22222 | JOINT,ELECTRICAL POWER CABLE | HEATSHRINK;LV TRANSITION JOINT;16 SQ MMC U PLY/SWS TO 25 SQ MM CU 4C XLPE/PVC; C/W WCSM OUTER SEALING SLEEVE & BI-METAL MECHANICAL SHEAR BOLT | U/G Equipment
22221 | JOINT,ELECTRICAL POWER CABLE | HEATSHRINK;LV TRANSITION JOINT;16 SQ MM CU PLY/SWS TO 25 SQ MM CU PLY;C/W WCSM OUTER SEALING SLEEVE & BI-METAL MECHANICAL SHEAR BOLT CONNECTORS; | U/G Equipment
22220 | JOINT,ELECTRICAL POWER CABLE | HEATSHRINK;LV TRANSITION JOINT;25 SQ MM CU 4C XLPE/PVC TO 70 SQ MM CU 4C XLPE/ PVC/HDPE;C/W WCSM OUTER SEALING SLEEVE & BI-METAL MECHANICAL SHEAR BOLT | U/G Equipment
22219 | JOINT,ELECTRICAL POWER CABLE | HEATSHRINK;LV TRANSITION JOINT;25 SQ MM CU 4C XLPE/PVC TO 70 SQ MM CU PLY;C/W WCSM OUTER SEALING SLEEVE & BI-METAL MECHANICAL SHEAR BOLT CONNECTORS; | U/G Equipment
22218 | JOINT,ELECTRICAL POWER CABLE | HEATSHRINK;LV TRANSITION JOINT;25 SQ MM CU 4C XLPE/PVC TO 25 SQ MM CU 4C XLPE/ PVC;C/W WCSM OUTER SEALING SLEEVE & BI-METAL MECHANICAL SHEAR BOLT | U/G Equipment
22217 | JOINT,ELECTRICAL POWER CABLE | HEATSHRINK;LV TRANSITION JOINT;25 SQ MM CU 4C XLPE/PVC TO 25 SQ MM CU PLY;C/W WCSM OUTER SEALING SLEEVE & BI-METAL MECHANICAL SHEAR BOLT CONNECTORS; | U/G Equipment
22216 | JOINT,ELECTRICAL POWER CABLE | HEATSHRINK;LV TRANSITION JOINT;25 SQ MM CU 4C XLPE/PVC TO 16 SQ MM CU 4C XLPE/ PVC;C/W WCSM OUTER SEALING SLEEVE & BI-METAL MECHANICAL SHEAR BOLT | U/G Equipment
22215 | JOINT,ELECTRICAL POWER CABLE | HEATSHRINK;LV TRANSITION JOINT;25 SQ MM CU PLY/HDPE & SWS TO 16 SQ MM CU 4C XLPE /PVC;C/W WCSM OUTER SEALING SLEEVE & BI-METAL MECHANICAL SHEAR BOLT | U/G Equipment
22214 | JOINT,ELECTRICAL POWER CABLE | HEATSHRINK;LV TRANSITION JOINT;35 SQ MM AL CONSAC TO 25 SQ MM CU 4C XLPE/PVC;C/W WCSM OUTER SEALING SLEEVE & BI-METAL MECHANICAL SHEAR BOLT CONNECTORS; | U/G Equipment
22213 | JOINT,ELECTRICAL POWER CABLE | HEATSHRINK;LV TRANSITION JOINT;35 SQ MM AL CONSAC TO 16 SQ MM CU 4C XLPE/PVC; C/W WCSM OUTER SEALING SLEEVE & BI-METAL MECHANICAL SHEAR BOLT | U/G Equipment
22212 | JOINT,ELECTRICAL POWER CABLE | HEATSHRINK;LV TRANSITION JOINT;70 SQ MM CU 4C XLPE/PVC/HDPE TO 70 SQ MM CU 4C XLPE/PVC/HDPE;C/W WCSM OUTER SEALING SLEEVE & BI-METAL MECHANICAL SHEAR BOLT | U/G Equipment
22211 | JOINT,ELECTRICAL POWER CABLE | HEATSHRINK;LV TRANSITION JOINT;70 SQ MM CU 4C XLPE/PVC/HDPE TO 70 SQ MM CU PLY; C/W WCSM OUTER SEALING SLEEVE & BI-METAL MECHANICAL SHEAR BOLT | U/G Equipment
22210 | JOINT,ELECTRICAL POWER CABLE | HEATSHRINK;LV TRANSITION JOINT;120 SQ MM AL 4C XLPE TO 70 SQ MM AL 4C XLPE/PVC/ HDPE;C/W WCSM OUTER SEALING SLEEVE & BI-METAL MECHANICAL SHEAR BOLT | U/G Equipment
22209 | JOINT,ELECTRICAL POWER CABLE | HEATSHRINK;LV TRANSITION JOINT;120 SQ MM AL 4C XLPE TO 70 SQ MM CU 4C XLPE/PVC/ HDPE;C/W WCSM OUTER SEALING SLEEVE & BI-METAL MECHANICAL SHEAR BOLT | U/G Equipment
22208 | JOINT,ELECTRICAL POWER CABLE | HEATSHRINK'LV TRANSITION JOINT;120 SQ MM AL 4C XLPE TO 25 SQ MM CU 4C XLPE/PVC; C/W WCSM OUTER SEALING SLEEVE & BI-METAL MECHANICAL SHEAR BOLT | U/G Equipment
22207 | JOINT,ELECTRICAL POWER CABLE | HEATSHRINK;LV TRANSITION JOINT;120 SQ MM AL 4C XLPE TO 25 SQ MM CU PLY;C/W WCSM OUTER SEALING SLEEVE & BI-METAL MECHANICAL SHEAR BOLT CONNECTORS; | U/G Equipment
22206 | JOINT,ELECTRICAL POWER CABLE | HEATSHRINK;LV TRANSITION JOINT;120 SQ MM AL 4C XLPE TO 16 SQ MM CU 4C XLPE/PVC; C/W WCSM OUTER SEALING SLEEVE & BI-METAL MECHANICAL SHEAR BOLT | U/G Equipment
22205 | JOINT,ELECTRICAL POWER CABLE | HEATSHRINK;LV TRANSITION JOINT;120 SQ MM AL 3C XLPE NEUTRAL SCR TO 70 SQ MM CU 4C XLPE/PVC/HDPE;C/W WCSM OUTER SEALING SLEEVE & BI-METAL MECHANICAL SHEAR BOLT | U/G Equipment
22204 | JOINT,ELECTRICAL POWER CABLE | HEATSHRINK;LV TRANSITION JOINT;129 SQ MM AL PVC & SWS 4C TO 70 SQ MM CU 4C XLPE/ PVC/HDPE;C/W WCSM OUTER SEALING SLEEVE & BI-METAL MECHANICAL SHEAR BOLT | U/G Equipment
22203 | JOINT,ELECTRICAL POWER CABLE | HEATSHRINK;LV TRANSITION JOINT;129 SQ MM AL CONSAC TO 70 SQ MM CU 4C XLPE/PVC/ HDPE;C/W WCSM OUTER SEALING SLEEVE & BI-METAL MECHANICAL SHEAR BOLT | U/G Equipment
22202 | JOINT,ELECTRICAL POWER CABLE | HEATSHRINK;LV TRANSITION JOINT;150 SQ MM AL PLY/PVC & SWS TO 70 SQ MM CU 4C XLPE/ PVC/HDPE;C/W WCSM OUTER SEALING SLEEVE & BI-METAL MECHANICAL SHEAR BOLT | U/G Equipment
22201 | JOINT,ELECTRICAL POWER CABLE | HEATSHRINK;LV TRANSITION JOINT;161 SQ MM CU PLY/SWS TO 300 SQ MM CU 1C XLPE/PVC; C/W WCSM OUTER SEALING SLEEVE & BI-METAL MECHANICAL SHEAR BOLT | U/G Equipment
22200 | JOINT,ELECTRICAL POWER CABLE | HEATSHRINK;LV TRANSITION JOINT;161 SQ MM CU PLY/SWS TO 70 SQ MM CU 4C XLPE/PVC/ HDPE;C/W WCSM OUTER SEALING SLEEVE & BI-METAL MECHANICAL SHEAR BOLT | U/G Equipment
22199 | JOINT,ELECTRICAL POWER CABLE | HEATSHRINK;LV TRANSITION JOINT;185 SQ MM CU XLPE/SWA/HDPE TO 70 SQ MM CU 4C XLPE/ PVC/HDPE;C/W WCSM OUTER SEALING SLEEVE & BI-METAL MECHANICAL SHEAR BOLT | U/G Equipment
22198 | JOINT,ELECTRICAL POWER CABLE | HEATSHRINK;LV TRANSITION JOINT;185 SQ MM CU PLY/HDPE & SWS TO 300 SQ MM CU 1C XLPE/PVC;C/W WCSM OUTER SEALING SLEEVE & BI-METAL MECHANICAL SHEAR BOLT | U/G Equipment
22197 | JOINT,ELECTRICAL POWER CABLE | HEATSHRINK;LV TRANSITION JOINT;185 SQ MM CU PLY/HDPE & SWS TO 70 SQ MM CU 4C XLPE /PVC/HDPE;C/W WCSM OUTER SEALING SLEEVE & BI-METAL MECHANICAL SHEAR BOLT | U/G Equipment
22196 | JOINT,ELECTRICAL POWER CABLE | HEATSHRINK;LV TRANSITION JOINT;185 SQ MM CU PLY/HDPE & SWS TO 70 SQ MM CU PLY;C/W WCSM OUTER SEALING SLEEVE & BI-METAL MECHANICAL SHEAR BOLT CONNECTORS; | U/G Equipment
22195 | JOINT,ELECTRICAL POWER CABLE | HEATSHRINK;LV TRANSITION JOINT;185 SQ MM CU PLY/HDPE & SWS TO 25 SQ MM CU 4C XLPE /PVC;C/W WCSM OUTER SEALING SLEEVE & BI-METAL MECHANICAL SHEAR BOLT | U/G Equipment
22194 | JOINT,ELECTRICAL POWER CABLE | HEATSHRINK;LV TRANSITION JOINT;185 SQ MM CU PLY/HDPE & SWS TO 25 SQ MM CU PLY;C/W WCSM OUTER SEALING SLEEVE & BI-METAL MECHANICAL SHEAR BOLT CONNECTORS; | U/G Equipment
22193 | JOINT,ELECTRICAL POWER CABLE | HEATSHRINK;LV TRANSITION JOINT;185 SQ MM CU PLY/HDPE & SWS TO 16 SQ MM CU 4C XLPE /PVC;C/W WCSM OUTER SEALING SLEEVE & BI-METAL MECHANICAL SHEAR BOLT | U/G Equipment
22192 | JOINT,ELECTRICAL POWER CABLE | HEATSHRINK;LV TRANSITION JOINT;240 SQ MM AL XLPE 4C TO 70 SQ MM 4C XLPE/PVC/HDPE; C/W WCSM OUTER SEALING SLEEVE & BI-METAL MECHANICAL SHEAR BOLT | U/G Equipment
22191 | JOINT,ELECTRICAL POWER CABLE | HEATSHRINK;LV TRANSITION JOINT;240 SQ MM AL XLPE 4C TO 70 SQ MM CU PLY;C/W WCSM OUTER SEALING SLEEVE & BI-METAL MECHANICAL SHEAR BOLT CONNECTORS; | U/G Equipment
22190 | JOINT,ELECTRICAL POWER CABLE | HEATSHRINK;LV TRANSITION JOINT;240 SQ MM AL XLPE 3C NEUTRAL SCR TO 300 SQ MM CU XLPE/SWA/HDPE;C/W WCSM OUTER SEALING SLEEVE & BI-METAL MECHANICAL SHEAR BOLT | U/G Equipment
22189 | JOINT,ELECTRICAL POWER CABLE | HEATSHRINK;LV TRANSITION JOINT;240 SQ MM AL XLPE 3C NEUTRAL SCR TO 300 SQ MM CU 1C XLPE/PVC;C/W WCSM OUTER SEALING SLEEVE & BI-METAL MECHANICAL SHEAR BOLT | U/G Equipment
20306 | JOINT,ELECTRICAL POWER CABLE | 11 KV;HEATSHRINK;TRANSITION JOINT; 3 PHASE;FOR 95 SQ MM CU PLY/HDPE TO 120 SQ MM AL PLY/SW/PVC;C/W RFSM OUTER SEALING SLEEVE & BARRIED | U/G Equipment
20305 | JOINT,ELECTRICAL POWER CABLE | 11 KV;HEATSHRINK;STRAIGHT JOINT;3 PHASE; FOR 95 SQ MM CU PLY/HDPE;C/W RFSM OUTER SEALING SLEEVE & BARRIED COMPRESSION CONNECTORS; | U/G Equipment
20304 | JOINT,ELECTRICAL POWER CABLE | 11 KV;HEATSHRINK;TRANSITION JOINT; 3 PHASE;FOR 95 SQ MM CU PLY/HDPE TO 70 SQ MM CU PLY/SWS;C/W RFSM OUTER SEALING SLEEVE & BARRIED COMPRESSION | U/G Equipment
20521 | JOINT,ELECTRICAL POWER CABLE | LV;TO SUIT 3.5 CORE CABLE;185 SQ MM CU XLPE SWA HDPE TO 4 CORE 240 SQ MM AL XLPE HDPE;HEATSHRINK;TRANSITION JOINT; PACK OF 1,PACK WEIGHT 3.5 KG; | U/G Equipment
20520 | JOINT,ELECTRICAL POWER CABLE | LV;TO SUIT 3.5 CORE CABLE;185 SQ MM CU XLPE SWA HDPE TO 4 CORE 120 SQ MM AL XLPE HDPE;HEATSHRINK;TRANSITION JOINT; PACK OF 1,PACK WEIGHT 5 KG; | U/G Equipment
20518 | JOINT,ELECTRICAL POWER CABLE | LV;TO SUIT 3.5 CORE CABLE;185 SQ MM CU XLPE SWA HDPE TO 3.5 CORE 185 SQ MM CU PLY HDPE;HEATSHRINK;TRANSITION JOINT; PACK OF 1,PACK WEIGHT 4.5 KG; | U/G Equipment
20519 | JOINT,ELECTRICAL POWER CABLE | LV;TO SUIT 3.5 CORE CABLE;185 SQ MM XLPE SWA HDPE;HEATSHRINK;STRAIGHT JOINT; PACK OF 1,PACK WEIGHT 5 KG; | U/G Equipment
20469 | JOINT,ELECTRICAL POWER CABLE | 11 KV;RESIN FILLED JOINT;3 PHASE;25-185 SQ MM CU PLY MAIN TO 25-185 CU PLY BRANCH & PARALLEL CABLE;C/W SHEAR BOLT CONNECTORS;C/W PVC OUTER BOX;FOR | U/G Equipment
20475 | JOINT,ELECTRICAL POWER CABLE | 11 KV;RESIN FILLED JOINT;3 PHASE;258-300 SQ MM CU OR AL PLY MAIN TO 95-185 CU OR AL PLY BRANCH & PARALLEL CABLE;C/W SHEAR BOLT CONNECTORS;C/W PVC OUTER | U/G Equipment
20473 | JOINT,ELECTRICAL POWER CABLE | 11 KV;RESIN FILLED JOINT;3 PHASE;185-240 SQ MM CU XLPE MAIN TO 240-300 CU PLY BRANCH & PARALLEL CABLE;C/W SHEAR BOLT CONNECTORS;C/W PVC OUTER BOX;FOR | U/G Equipment
20479 | JOINT,ELECTRICAL POWER CABLE | 11 KV;RESIN FILLED JOINT;3 PHASE; 240 SQ MM CU XLPE MAIN TO 95-185 CU OR AL PLY BRANCH & PARALLEL CABLE;C/W SHEAR BOLT CONNECTORS;C/W PVC OUTER BOX;FOR | U/G Equipment
20668 | JOINT,ELECTRICAL POWER CABLE | 11 KV;RESIN FILLED STOP END JOINT; 3 PHASE;UP TO 300 SQ MM CU OR AL XLPE CABLES;C/W PLASTIC SHELL BOX,SEALING ACCESSORIES,MECHANICAL CONNECTORS, | U/G Equipment
20206 | JOINT,ELECTRICAL POWER CABLE | 33 KV;SINGLE PHASE;STRAIGHT JOINT;FOR ;630 SQ MM COPPER CONDUCTOR;SINGLE CORE;XLPE;INCLUDING CRIMP LINK;PACK OF 1,PACK WEIGHT 6 KG; | U/G Equipment
19541 | JOINT,ELECTRICAL POWER CABLE | SCREEN BREAK STRAIGHT JOINT WITH F/GLASS OUTER BOX;SINGLE PHASE;FOR ELECTRICAL POWER CABLE;158/275 KV; 1200 SQ MM COPPER COND;XLPE INSULATED, | U/G Equipment
19357 | JOINT,ELECTRICAL POWER CABLE | 11 KV;RESIN FILLED JOINT;3 PHASE; PARALLEL BRANCH 95 SQ MM CABLE;SMALL COPPER TUBE ACCESSORY PACK;FOR RESIN REFER SC16478; | U/G Equipment
19356 | JOINT,ELECTRICAL POWER CABLE | 11 KV;RESIN FILLED JOINT;3 PHASE;185-300 SQ MM CU XLPE & MAIN TO 95-300 AL, CU XLPE & BRANCH & PARALLEL CABLE; C/W SHEAR BOLT CONNECTORS;C/W PVC OUTER | U/G Equipment
19354 | JOINT,ELECTRICAL POWER CABLE | 11 KV;HEATSHRINK TRANSITION MODULE; 3 PHASE;240 SQ MM CU XLPE/CWS/HDPE CABLE TO 300 SQ MM CU PLY/HDPE CABLE; | U/G Equipment
19353 | JOINT,ELECTRICAL POWER CABLE | 11 KV;HEATSHRINK TRANSITION MODULE; 3 PHASE;185 SQ MM CU XLPE/CWS/HDPE CABLE TO 185 SQ MM CU PLY/HDPE CABLE; | U/G Equipment
19276 | JOINT,ELECTRICAL POWER CABLE | 11 KV;HEATSHRINK JOINT;3 PHASE;FOR 95 SQ MM TO 240 SQ MM 3C CU-CU,AL-AL,OR CU-AL XLPE CABLES;C/W THREE RANGE TAKING SHEAR BOLT CONNECTORS;PACK OF 1,PACK | U/G Equipment
19246 | JOINT,ELECTRICAL POWER CABLE | 11 KV;SINGLE PHASE;STRAIGHT TYPE;FOR 800 SQ MM ALUMINIUM CONDUCTOR;SINGLE CORE,XLPE; | U/G Equipment
19245 | JOINT,ELECTRICAL POWER CABLE | 11 KV;SINGLE PHASE;TRANSITION JOINT;FOR 400 SQ MM COPPER CONDUCTOR;SINGLE CORE ;PLY;TO 630 SQ MM COPPER CONDUCTOR; SINGLE CORE,XLPE; | U/G Equipment
19244 | JOINT,ELECTRICAL POWER CABLE | 11 KV;SINGLE PHASE;TRANSITION JOINT;FOR 630 SQ MM COPPER CONDUCTOR;1 CORE;PLY ;TO 630 SQ MM COPPER CONDUCTOR;1 CORE; XLPE; | U/G Equipment
19243 | JOINT,ELECTRICAL POWER CABLE | 33 KV;SINGLE PHASE;STRAIGHT TYPE;FOR 630 SQ MM ALUMINIUM CONDUCTOR;3 CORE; XLPE; | U/G Equipment
19241 | JOINT,ELECTRICAL POWER CABLE | 33 KV;SINGLE PHASE;TRANSITION JOINT;FOR 630 SQ MM ALUMINIUM CONDUCTOR;SINGLE CORE;PLY;TO 630 SQ MM COPPER CONDUCTOR; SINGLE CORE;XLPE;PACK OF 1,PACK ,PACK | U/G Equipment
19240 | JOINT,ELECTRICAL POWER CABLE | 33 KV;SINGLE PHASE;TRANSITION JOINT;FOR 400 SQ MM COPPER CONDUCTOR;SINGLE CORE; PLY;TO 630 SQ MM COPPER CONDUCTOR;SINGLE CORE;XLPE;PACK OF 1,PACK WEIGHT 7 KG; | U/G Equipment
19118 | JOINT,ELECTRICAL POWER CABLE | 33 KV;HSL JOINT;ARMOUR SUPPORT RING; GALV; | U/G Equipment
19117 | JOINT,ELECTRICAL POWER CABLE | MESH;33 KV;HSL JOINT RE-INFORCEMENT; STEEL;GALV; | U/G Equipment
18461 | JOINT,ELECTRICAL POWER CABLE | 11 KV;STANDARD MIRP JOINT KIT;FOR UP TO 300 SQ MM TO 300 SQ MM SCREENED PLY CABLE INCLUDING B & H HVBRM225PUTC CONNECTORS;PACK OF 1,PACK SIZE 350 X | U/G Equipment
17715 | JOINT,ELECTRICAL POWER CABLE | LV, Heatshrink, Service Tee Joint, Suit 4 Core 120-240mm2 XLPE Insulated Main Cable to 4 Core 16 - 70mm2 XLPE Insulated Service Cable | U/G Equipment
17714 | JOINT,ELECTRICAL POWER CABLE | LV;HEATSHRINK;PARALLEL BRANCH (SERVICE) JOINT;750 MM LG;REINFORCED WRAP AROUND SLEEVE;TO SUIT 3.5 CORE PLY CABLE,70-185 SQ MM CU COND;4-70 SQ MM TEE;C/W RING | U/G Equipment
17711 | JOINT,ELECTRICAL POWER CABLE | LV;HEATSHRINK;STRAIGHT JOINT;TO SUIT 240 SQ MM 4 CORE OR 3 CORE NS XLPE CABLE TO 240 SQ MM 4 CORE XLPE CABLE; C/W FERRULES;PACK OF 1,PACK WEIGHT | U/G Equipment
17628 | JOINT,ELECTRICAL POWER CABLE | 11 KV;FOR 3 CORE 240 SQ MM XLPE MAIN CABLE TO 240 SQ MM XLPE BRANCH CABLE; PARALLEL AND PARALLEL BRANCH CU OR ALUM CABLE;PVC OUTER BOX RESIN FILLED; | U/G Equipment
17627 | JOINT,ELECTRICAL POWER CABLE | 11 KV;FOR 3 CORE 35 TO 185 SQ MM MAIN XLPE CABLE 35 TO 185 SQ MM,BRANCH XLPE CABLE PARALLEL & PARALLEL BRANCH JOINT; CU & ALUM PVC OUTER BOX RESIN FILLED;C/W | U/G Equipment
17626 | JOINT,ELECTRICAL POWER CABLE | 11 KV;FOR 3 CORE 258 (0.4 IN SQ) TO 300 SQ MM MAIN ALUM PLY CABLE TO 240 SQ MM BRANCH XLPE ALUM CABLE;PARALLEL BRANCH JOINT;PVC OUTER BOX RESIN FILLED;C/W | U/G Equipment
17625 | JOINT,ELECTRICAL POWER CABLE | 11 KV;FOR 3 CORE 161 TO 185 SQ MM MAIN PLY CU CABLE TO 240 SQ MM BRANCH XLPE ALUM CABLE;PARALLEL & PARALLEL BRANCH JOINT;PVC OUTER BOX RESIN FILLED;C/W | U/G Equipment
17624 | JOINT,ELECTRICAL POWER CABLE | 11 KV;FOR 3 CORE 25 TO 185 SQ MM MAIN PLY CABLE TO 35 TO 95 SQ MM BRANCH XLPE CABLE;PARALLEL BRANCH JOINT;CU OR ALUM PVC OUTER BOX RESIN FILLED;C/W | U/G Equipment
17606 | JOINT,ELECTRICAL POWER CABLE | 11 KV;FILLED HEATSHRINK TRANSITION JOINT ;FROM 95 SQ MM CU PLY CABLE TO 35 SQ MM AL XLPE CABLE;C/W CONNECTORS; | U/G Equipment
17605 | JOINT,ELECTRICAL POWER CABLE | 11 KV;FILLED HEATSHRINK TRANSITION JOINT ;FROM 25 SQ MM CU PLY CABLE TO 95 SQ MM AL XLPE CABLE;C/W CONNECTORS; | U/G Equipment
17604 | JOINT,ELECTRICAL POWER CABLE | 11 KV;FILLED HEATSHRINK TRANSITION JOINT ;FROM 25 SQ MM CU PLY CABLE TO 35 SQ MM AL XLPE CABLE;C/W CONNECTORS; STYLE: | U/G Equipment
17576 | JOINT,ELECTRICAL POWER CABLE | 11 KV;FILLED HEATSHRINK JOINT;FROM 95 TO 185 SQ MM SIZE TRANSITION PLY CABLE;U/W STOCK CODES 17586,17587,17588,17589, 17590,17591,17592,17593 & 17577; | U/G Equipment
17206 | JOINT,ELECTRICAL POWER CABLE | 11 KV;TRIFURCATING XLPE JOINT;THREE CORE TO SINGLE CORE,XLPE-INSULATED POWER CABLES SCREENED; | U/G Equipment
17205 | JOINT,ELECTRICAL POWER CABLE | 11 KV,TRIFURCATING TRANSITION JOINT, THREE CORE;FOR 185 OR 300 SQ MM COPPER PAPER-INSULATED,SCREENED LEAD-SHEATHED CABLE;PLYPVC OR PLYHDPE TO SINGLE-CORE | U/G Equipment
16831 | JOINT,ELECTRICAL POWER CABLE | LV,HEATSHRINK,TRANSITION STRAIGHT JOINT; REINFORCED WRAPAROUND SLEEVE;TO SUIT 70 SQ MM PLY CABLE OR 120 SQ MM CONSAC CABLE TO 120 SQ MM ALUMINIUM XLPE CABLE; | U/G Equipment
16457 | JOINT,ELECTRICAL POWER CABLE | LV;TO SUIT 150 TO 300 PLY CABLE TO 4 CORE 120 TO 240 SQ MM ALUM XLPE CABLE; HEATSHRINK TRANSITION JOINT,1250 MM LG; REINFORCED WRAP AROUND SLEEVE;PACK | U/G Equipment
16456 | JOINT,ELECTRICAL POWER CABLE | LV;TO SUIT 3.5 CORE PLY CABLE, 70 TO 185 SQ MM CONDUCTOR;HEATSHRINK STRAIGHT JOINT,1250 MM LG;REINFORCED WRAP AROUND SLEEVE;U/W STOCK CODE | U/G Equipment
15627 | JOINT,ELECTRICAL POWER CABLE | 33 KV;FOR 500 SQ MM SINGLE CORE, ALUMINIUM CONDUCTOR,XLPE INSULATED CABLE ;STRAIGHT TYPE,SCREENED;PRE-MOULDED JOINT KIT;C/W ALUMINIUM COMPRESSION | U/G Equipment
2480879 | JUMPER BAR,TERMINAL BLOCK | 2-Way Bridge, Red, suit PT6-T Terminal Block | Substation Accessories
2480887 | JUMPER BAR,TERMINAL BLOCK | 5-Way Bridge, Red, suit PT6-T Terminal Block | Substation Accessories
15253 | JUNCTION BOX,PILOT CABLE | TYPE 1;AERIAL PILOT CABLE,FITTED WITH TEST LINKS FOR 20 PR CABLES;250 MM OD; PVC JACKET; | Misc Non-Contract Items
15254 | JUNCTION BOX,PILOT CABLE | TYPE 2;AERIAL PILOT CABLE,NO INTERNAL FITTINGS;100 MM OD;PVC JACKET;FOR USE WITH INSULATION PIERCING CONNECTORS, REFER STOCK CODE 15363; | Misc Non-Contract Items
2481703 | JUNCTION BOX. | Adaptable, 77 x 77 x 54mm, PVC, IP56 | General
2489433 | JUNCTION BOX. | Adaptable, 300 x 200 x 152mm, Rigid PVC, Grey, Rect, Multi-Way, Surface Mtd, Screwed Lid c/w Sealing Gasket, Pack of 5 | Hardware & Tools
2400806 | JUNCTION BOX. | Adaptable, 108 x 108 x 76mm, Rigid PVC, c/w Sealing Gasket, IP56 | General
25499 | JUNCTION BOX. | IP67 POLYESTER WITH INTEGRATED 4 WAY TERMINAL BLOCK AND CABLE GLANDS FOR MODBUS TERMINATIONS; METERING DYNAMICS | Misc Non-Contract Items
24126 | JUNCTION BOX. | 316 STAINLESS STEEL; ENCLOSURE 316; SUSTATION CB JUNCTION BOX H400XW600XD200 SWING DOOR | Fabricated Metalware
10678 | JUNCTION BOX. | Adaptable, 211 x 108 x 81mm, Rigid PVC, Grey, Rect, Multi-Way, Surface Mtd, Screwed Lid c/w Sealing Gasket, Pack of 5 | Hardware & Tools
2470821 | KARABINER | Triple Action, Steel, 16kN Gate, ANSI Std | PPE, Hardware & Tools
1804018 | KARABINER | Triple Action, Alloy Al, Offset D, 16-18mm Gate, 15kN Rating, ETS RSE01 | PPE, Hardware & Tools
2499044 | KARABINER | Triplock, Small, Steel, 50kN | PPE, Hardware & Tools
2488088 | KARABINER | Lifting & Rigging, Triple Lock Action, Large, 178 x 94mm, Gate Opening 44mm, WLL 800kg | Hardware & Tools
3856 | KEROSENE | LIGHTING;4 L PLASTIC BOTTLE; | Dangerous Goods
11089 | KEROSENE | LIGHTING;200 L DRUM;REFER STOCK CODE 11088 FOR "BULK ONLY" & STOCK CODE 03856 FOR 20 L DRUM; | Dangerous Goods
23411 | KEY | AN389900010, Powerlock Release Key, Black, for Uncoupling Powerlock Connectors | Mobile Generation
2486520 | KEY | Anti Access Lock Key, for EJCo Explosion Mitigation Lids | U/G Pits & Pillars
2486652 | KEY | Anti Access Lock Key, for Johnson Screens Explosion Mitigation Lids | U/G Pits & Pillars
2511 | KEY SET,SOCKET HEAD SCREW | 9 Piece Allen Key set, Hex Drive, 1.5 mm, 2.0 mm, 2.5 mm, 3.0 mm, 4.0 mm, 50 mm, 6.0 mm, 8.0 mm & 10.0 mm | Hardware & Tools
10567 | KEY SET,SOCKET HEAD SCREW | 13 Piece Allen Key set, Hex Drive, .050 - 3/8 in. | Hardware & Tools
21932 | KEY, LOCK | MULTI KEY;4 WAY;TO OPEN PANELS & CABINETS;USED IN SUBSTNS; | Misc Non-Contract Items
2504 | KEY,SOCKET HEAD SCREW | T Shape, Hex Drive, 3mm, Insulated 1000V Rated, for use with Henley Fuses, (P1) | Hardware & Tools
23359 | KEY,SOCKET HEAD SCREW | SHORT ARM ALLEN KEY; 5MM HEX DRIVE | Tools & Equipment
2416964 | KEY,SOCKET HEAD SCREW | Curve 3mm for use in Insulated Tool Kit (Allen Key) | Tools & Equipment
2479707 | KEY,SOCKET HEAD SCREW | Male, 6mm, 90 Degree, 1000V Insulated | Tools & Equipment
2479699 | KEY,SOCKET HEAD SCREW | Male, 5mm, 90 Degree, 1000V Insulated | Tools & Equipment
21839 | KEY,SOCKET HEAD SCREW | ALLEN KEY SOCKET;8 MM HEX; 1/2 IN DRIVE;U/W 8 MM HEX SOCKET HD SCREWS ON TUNNEL TERMINALS CONNECTING HV CCT TO HV BUSHINGS,ON 11 KV NOJA BRAND PMR'S | Tools & Equipment
15505 | KEY,SOCKET HEAD SCREW | L-SHAPE;HEX DRIVE;4 MM;FOR PIN-HEAD,BUTT ON HEAD SCREW;FOR USE ON STREET LIGHTING COLUMN DOOR RETAINING SCREW (STOCK CODE 15747); | Hardware & Tools
16111 | KEY,SOCKET HEAD SCREW | HEX;1/4 IN X 5/32 IN;FOR PIN HEAD,BUTTON HEAD SCREW;FOR USE ON STREET LIGHTING COLUMN DOOR RETAINING SCREW (STOCK CODE 15747);PACK OF 10; | Hardware & Tools
2496701 | KIT | Versaflo BT-953, Cleaning & Storage Kit suit BT-63/64 Breathing Tubes, for Versaflo TR-300 Series PAPR | HS & PPE
2496719 | KIT | Versaflo TR-653, Cleaning & Storage Kit suit TR-600 Series Powered Air Turbo, for Versaflo TR-300 Series PAPR | HS & PPE
24909 | KIT, INSPECTION | REQUIRED FOR INSPECTION & OIL CHANGE OF VACUTAP VV;CONTAINS:1X OLTC COVER O-RING 2X DRIVE SHAFT O-RING, 2X DRIVE SHAFT AND SMALL PARTS;SEE EXTENDED DESCRIPTION | Substation
20751 | KIT,AUTO,CHANGEOVER | SUITABLE FOR ABB SAFELINK RMU;AUTO- CHANGEOVER KIT; | Substation Accessories
19098 | KIT,BASE,DISTRIBUTION PILLAR | TOMBSTONE;TRIMABLE;POLYPROPYLENE; NATURE GREEN PILLAR BASE;C/W EXT 4D,HD FIXING BOLTS;SUITS COVERS SC06677;REFER SC21981 FOR S/S BOLT & NYLOX NUTS; | U/G Equipment
105121 | KIT,BUSBAR | STEEL;GALV;M16;100 MM LG;SHORT T BOLT BUSBAR TO SUIT WEBER 750 KVA & 1000 KVA SWITCHGEAR BUSBARS; U/W SC20020,SC20022,SC20023 & SC20024; PACK | Misc Non-Contract Items
18926 | KIT,CONNECTION | 11 KV,ELECTRICAL POWER CABLE;INDOOR; 3 PHASE;185 SQ MM TO 300 SQ MM CABLES; FOR RECONNECTING CABLES CONVERTING FROM KRONE KES 10 TO HAZMYER MAGNEFIX | Misc Non-Contract Items
20240 | KIT,CONNECTION | PARALLEL KIT,V-TS;SUITABLE FOR WEBER VERTIGROUP;250 AMP- 630 AMP;FOR CONNECTION OF CABLES UP TO 2 X 300 MM WEBER V-TS KIT;C/W CABLE COVER; | Fuses
20767 | KIT,CONNECTION | 36 KV;TERMINATION KIT ELECTRICAL POWER CABLE;INDOOR;3 PHASE;SUITABLE FOR 630 SQ MM CABLE; INTERNAL ITEM #71 REFERS TO CONTRACT ITEM #14 | Switchgear
22544 | KIT,CONNECTION | EXTENSION PALM KIT;FOR 2 X 240 SQ MM CABLES PER PHASE;INCLUDES 3 X CONNECTION PALMS;COVER;BOLT PACK;PART NO. HSL8390600 & HSL8950666; | Misc Non-Contract Items
22508 | KIT,CONNECTION | PARALLEL CONNECTION KIT;FOR DOUBLE GANGED FUSE SWITCH;4 X 240 SQ MM CABLES PER PHASE;KIT ONLY FOR JOINING 2 X 630 AMP/1000 AMP FUSE SWITCH TOGETHER; | Misc Non-Contract Items
24941 | KIT,CONNECTION | ACCESS POINT 2 ADAPTOR KIT; RJ45 ADAPTOR CABLE & 1M PATCH CABLE EACH END TERMINATED RS 485 8 PIN JOINER; VERSION 1.4; | Meters
22514 | KIT,CONNECTION | SWITCH-FUSE OR ISOLATOR PARALLEL KIT; DOUBLE STRIP RAILING KIT;10 MM GAP DOUBLE GANGED FUSE SWITCH;3 X 240/300 SQ MM CABLES PER PHASE;KIT ONLY FOR JOINING | Misc Non-Contract Items
19714 | KIT,CPU | PICMG 1.0 FULL SIZE SBC;FOR PC-SACS NUPRO-730DV;DUAL ETHERNET PORT;FITTED WITH MOBILE INTEL CELERON M 550 CPU, 2GHZ,1U CPU COOLER & 1GB DDR2-667 SO- | Communications
19742 | KIT,CPU | WINSYSTEMS CPU CARD;FOR PC-MINISACS STD BUS;800 MHZ AMD GEODE;512 MB RAM PC/104 BUS;INCLUDES I/O INTERFACE CABLE; VGA CABLE;USB CABLE;ENET CABLE;ANTI- | Communications
22809 | KIT,CRIMP TOOL. | BOOTLACE TOOL KIT;C/W CRIMPS & HNKE5 CRIMPER;FOR TELECOMMUNICATIONS WORK; | Hardware & Tools
18282 | KIT,EXTENSION | MK1 LV BD PADMOUNTS;3 ONLY TIN PLATED COPPER BUSBARS;C/W 3 NUTS,3 S/S BOLTS & 6 WASHERS;BUSBARS 136 X 38 X 4 MM THK; 35 MM X M12 S/S BOLT,C/W 3 FLAT & 3 | Fuses
20021 | KIT,EXTENSION | KIT EXTENSION FROM ABB TO WEBER FOR RETROFIT;SUITABLE FOR WEBER LV SWITCHBOARD WEBER V-EEK;PACK OF 1, PACK WEIGHT 3.0 KG; | Fuses
22158 | KIT,PANEL | SET OF PANEL EARTHING UPGRADE ITEMS; UPGRADE KIT;SUIT LMVP SWITCHGEAR RETROFIT;ONE SET PER CIRCUIT BREAKER; USED IN C & I SUBSTNS; | Substation
23008 | KIT,PC-SACS | BASE UNIT WITHOUT CPU CARD & NO SSD EQUIVALENT TO SC22608 WHEN CPU CARD SC19714 & SSD SC23979 ADDED; REFER TO TECHNICAL INSTRUCTION TSD0123; | Communications
23102 | KIT,RETROFIT. | WITHOUT MOTOR CONTROL UNIT; THREE POSITION SWITCH; OPERATING MECHANI WITH WIRING;SIEMENSTYPE86369683+86721243 FOR USE IN SIEMENS 8DA10 36KV SWGR; | Substation
22996 | KIT,RETROFIT. | LV TRANSFORMER MONITORING RETROFIT KIT;500 KVA;CONSISTING OF 3 X CT'S, 1 X METER,1 X MODEM,1 X ANTENNA;ENCLOSURE & COMPLETE MTG SOLUTION; | Distribution Transformers
22995 | KIT,RETROFIT. | LV TRANSFORMER MONITORING RETROFIT KIT;200-315 KVA;CONSISTING OF 3 X CT'S, 1 X METER,1 X MODEM,1 X ANTENNA; ENCLOSURE & COMPLETE MTG SOLUTION; | Distribution Transformers
22993 | KIT,RETROFIT. | LV TRANSFORMER MONITORING RETROFIT KIT;100 KVA;CONSISTING OF 3 X CT'S,1 X METER,1 X MODEM,1 X ANTENNA;ENCLOSURE & COMPLETE MTG SOLUTION; | Distribution Transformers
22930 | KIT,RETROFIT. | CONSISTING OF THE FOLLOWING STOCK CODES;22172 RADIO SET;CELLNET SERIES III INTERGRATED WANGATERADIO (WR);DC POWERED 900 MHZ MESH RADIO;SUITABLE | Switchgear
24965 | KIT,RETROFIT. | RETROFIT KIT FOR CL6 TO CL7; | Regulator
24748 | KIT,RETROFIT. | Retrofit Kit, Safelink, ABB, Ring Mechanism (Isolator switch), Revision E | Switchgear
24747 | KIT,RETROFIT. | Retrofit Kit, Safelink, ABB, Switch Fuse Interlock & Mechanism, Revision E | Switchgear
23358 | KIT,RETROFIT. | TOP ESCUTCHEON;PROTECTIVE BARRIER; SUITS VF130300-EGX42 OR VF234250-EGX32; SUITS LV ISOLATOR;(ALL BOTTOM CABLE TERMINATION);750 kV.A - 1500 kV.A | Switchboards U/G & Subs
23344 | KIT,RETROFIT. | LV TRANSFORMER MONITORING RETROFIT KIT; 63 KVA AND UNDER;CONSISTING OF 3 X CT'S, 1 XMETER,1 X MODEM,1 X ANTENNA;ENCLOSURE COMPLETE MTG SOLUTION; USE BRACKET; | Distribution Transformers
23103 | KIT,RETROFIT. | OPERATING MECHANISM;BOX FOR EARTH SWITCH;SIEMENS TYPE 86288723; FOR USE IN SIEMENS 8DA10 36KV SWGR; | Substation
22290 | KIT,RETROFIT. | SPARES;FOR LMVP S/GEAR RETROFIT;32 V DC; CONSISTING OF THE FOLLOWING;3 X VACUUM INTERRUPTERS (630/1250 A);3 X VACUUM INTERRUPTERS (2000 A);1 X TRIP COIL 32 V | Substation
22926 | KIT,RETROFIT. | FOR KRONE;700 MM W VENT SHUTES;ARC DEFLECTORS VENT SHUTES;USED FOR REPAIR OF SAFELINK UNITS; | Switchgear
19369 | KIT,SHUNT TRIP | 110 V DC;SHUNT TRIP COIL & AUXILARY SWITCH KIT;SUITABLE FOR ABB SAFELINK TYPE CFC RMU;SINGLE FUSE UNIT;SC19360 BOTTOM ENTRY,SC20887 TOP ENTRY; | Switchgear
19576 | KIT,SHUNT TRIP | 240 V AC;SHUNT TRIP KIT;SUITABLE FOR ABB SAFELINK CFC SC20887 BOTTOM ENTRY OR SC19360 TOP ENTRY RMU'S; | Switchgear
24982 | KIT,SHUNT TRIP | SHUNT TRIP KIT; 110 V DC; FOR ABB SAFEPLUS RMU; | Switchgear
24981 | KIT,SHUNT TRIP | SHUNT TRIP KIT; 12-48 V DC; FOR ABB SAFEPLUS RMU; | Switchgear
24980 | KIT,SHUNT TRIP | SHUNT TRIP KIT 240 VAC; 240 V AC; FOR ABB SAFEPLUS RMU; | Switchgear
34132 | KIT,SHUNT TRIP | SHUNT TRIP CFC 110VDC; 110 V DC SHUNT TRIP KIT FOR ITEM 1; SUITABLE FOR ABB SAFELINK2 RMU: | Switchgear
34131 | KIT,SHUNT TRIP | SHUNT TRIP CFC 48VDC; 12 - 48 V DC SHUNT TRIP KIT; FOR ITEM 1; SUITABLE FOR ABB SAFELINK2 RMU: | Switchgear
34130 | KIT,SHUNT TRIP | SHUNT TRIP CFCC 240VAC; 240 V AC SHUNT TRIP KIT FOR ITEM 3; SUITABLE FOR ABB SAFELINK2 RMU: | Switchgear
34129 | KIT,SHUNT TRIP | SHUNT TRIP CFCF 240VAC; 240 V AC SHUNT TRIP KIT FOR ITEM 2 ; SUITABLE FOR ABB SAFELINK2 RMU: | Switchgear
34128 | KIT,SHUNT TRIP | SHUNT TRIP CFC 240 VAC; 240 V AC SHUNT TRIP KIT FOR ITEM 1; SUITABLE FOR ABB SAFELINK2 RMU: | Switchgear
20634 | KIT,SHUNT TRIP | 240 V AC;SHUNT TRIP KIT;SUITABLE FOR ABB SAFELINK CFCC;U/W SC19654 RMU; | Switchgear
24990 | KIT,SWITCH AUXILIARY | AUX SWITCH KIT TO SUIT ABB SAFELINK; | Substation
20723 | KIT,SWITCH FUSEGEAR | TOP CABLE ENTRY KIT;TO SUIT LUCY SWITCHGEAR,SABRE VRN 2 AMP; | Substation
21408 | KIT,SWITCH FUSEGEAR | SWITCH FUSE BARRIER KIT;FOR REPLACEMENT OF WARPED BARRIERS IN LUCY FRMU,RMU'S; | Fuses
19895 | KIT,TEST LAMP | KIT COMPRISES THE FOLLOWING COMPONENTS; 1 XTEST LAMP 240/415 TL100-15W (SC02647) ;2 X 15 W LAMPS (SC5264) WITH FLAT FIXED PROBE ON ASSEMBLY & 125 MM LG ROUND | Hardware & Tools
2881 | KNIFE,CRAFTSMAN'S | POLE TOP RESCUE KIT;3-1/2 IN; CLIP POINT BOOT;BOX OF 12; | PPE, Hardware & Tools
2486496 | KNIFE,CRAFTSMAN'S | 1000V Insulated Curved S/Steel knife, Back of Blade Covered, c/w Soft Case | Tools & Equipment
2461739 | KNIFE,LINEMANS | ELECTRICIANS STRAIGHT BLADE; HEAT TREATED, SAFETY HOLDER C/W SHARPENER AND BELT LOOP; BLADE LENGTH 80MM; RUBBER GRIP HANDLE; EFFECTIVE FOR GLOVED HANDS; | PPE, Hardware & Tools
2466035 | KNIFE,LINEMANS | Cable Jointers Blade, Cable Stripping, Fixed Blade, 175mm Lg | Hardware & Tools
2461705 | KNIFE,LINEMANS | Safety Flat Straight Solid Blade, Coated Back, 50mm Lg Tempered S/Steel, Impact Resistant Insulated Plastic Handle, Retractable Scabbard, Insulated 1000V | Hardware & Tools
2473007 | KNIFE,LINEMANS | Polymeric insulated knife. Used to remove insulation and sheathing from Armoured power cables. | Hardware & Tools
2491223 | KNIFE,LINEMANS | ZEN 911 Rescue Knife with Lanyard Attachment, Black, for Tower Rescue Kit | Hardware & Tools
2484228 | KNIFE,LINEMANS | Skinning, Sunrise Attachment (Live Line Tools) | Tools & Equipment
2472959 | KNIFE,LINEMANS | Hacking Knife, 115mm blade | Hardware & Tools
2427128 | KNIFE,LINEMANS | Rescue Cutter, Flat, Hook Style, Fixed Blade, suit Cutting HD Webbing & up to 11mm Kernmantle Style Ropes when used a Gloved Hand, ETS RSE01 | PPE, Hardware & Tools
19198 | L.V. LINE COVER | L.V.;HIGH VISIBILITY INSULATING FLEXIBLE COVER;300 MM LG X 300 MM W;CLASS II DRAPE TYPE;COMPLIES WITH AS4202-1994; RESTRICTED ISSUE TO ASSET SERVICES MGR | PPE, Hardware & Tools
22428 | L.V. LINE COVER | L.V.;HIGH VISIBILITY INSULATING FLEXIBLE COVER;1000 MM LG X 100 MM W;CLASS II DRAPE TYPE;COMPLIES WITHAS4202-1994; RESTRICTED ISSUE TO ASSET SERVICES MGR | PPE, Hardware & Tools
22429 | L.V. LINE COVER | L.V.;HIGH VISIBILTY INSULATING FLEXIBLE COVER;600 MM LG X 300 MM W;CLASS II DRAPE TYPE;COMPLIES WITH AS4202-1994; RESTRICTED ISSUE TO ASSET SERVICES MGR | PPE, Hardware & Tools
22047 | L.V. LINE COVER | PVC;L.V. YELLOW & GREY DOUBLE DROP HIGH VISIBILITY INSULATING LINE COVER;FOR O/H MAINS;1220 MM LG X 300 MM W X 2 MM THK; C/W MAGNETIC BUTTON FASTENERS; | PPE, Hardware & Tools
23192 | L.V. LINE COVER | CLASS 4 LIVE LINE; HARD COVER; GRIP ALL ADAPTOR; HIGH DENSITY; BRIGHT ORANGEPOLYETHYLENE; 5 FOOT; RATED 36.6KV PHASE TO PHASE; | Hardware & Tools
2476091 | L.V. SAFETY MATTING | LV, Insulated Cover, 900 x 900 x 1.6mm, 1000V Insulated Mat (Reinforced) Conforms with AS4202, Assetted & Barcoded. | Hardware & Tools
14815 | LABEL | PAPER,RED GLOSS;LEGEND-SL 32 A;BLACK 7 MM H PRINTING;PRESSURE SENSITIVE PERMANENT ADHESIVE;33 MM LG,13 MM W; 100 LABEL PAIRS PER ROLL;FOR UDE ON URD | Signs
14816 | LABEL | 'L 80 A' & 'R 80 A', Paper, Pressure Sensitive Permanent Adhesive, 33 x 13mm, 7mm Black Text on White Gloss B/Ground, for URD Fuseholders, 100 pairs per Roll | Signs
14817 | LABEL | PAPER,VIOLET GLOSS;FIRST LEGEND-L 100 A, SECOND LEGEND-R 100 A;BLACK 7 MM H PRINTING;PRESSURE SENSITIVE PERMANENT ADHESIVE;33 MM LG,13 MM W;100 LABEL | Signs
15186 | LABEL | VINYL,YELLOW; LEGEND - SUPPLY AUTHORITY C.T.'S; Black Print on Yellow Vinyl Slit Back Self-Adhesive. 148 x 36mm. Pack 200 For attaching on consumer's switchboard. | Signs
17484 | LABEL | 200 GSM PLACTICISED PAPER,WHITE-PHASE 3 OR EQUIV;LEGEND-ENERGEX REVENUE METER NEUTRAL DO NOT DISCONNECT;BLACK PRINT ON WHITE BACKGROUND;65 MM LG,22 MM W,C/W | Signs
17481 | LABEL | Sticker, NEM Data Label, Self Adhesive Super Vinyl V90, Black Text on White B/Ground, 160gsm, Solid Back with Split Back, Meter Type Data Label for use | Signs
17480 | LABEL | SELF ADHESIVE SUPER VINYL V-90 WHITE MATT PERMANENT 160 GSM SOLID BACK WITH SLIT BACK;LEGEND PROPERTY OF METERING DYNAMICS AS PER DWG LBS 044-A4(B);C/W | Signs
17398 | LABEL | Sticker, Energex & Ergon Energy Logo, "NETWORK DEVICE, METER READER DO NOT READ", Self Adhesive Super Vinyl V-90 or Equiv, 90 x 30mm, Black Text on Yellow | Signs
17370 | LABEL | Vinyl Yellow Backround, Legend-Energex & Logo,THE BREAKING OF SEALS IS AN OFFENCE Black Print, Self-Adhesive, 135mm Lg, 30mm W, Supplied as individual labels, | Signs
17349 | LABEL | Service Pillar Sticker, Blank, Self Adhesive 3M Scotchlite, 50 x 190mm, Reflective Sheeting Series 3930, Pack of 100 | Signs
17328 | LABEL | SCREEN PRINTED ON 3M PRESSURE SENSITIVE CLEAR VINYL (CONTROLTAC);LEGEND-ENERGEX LOGO & NAME;WHITE PRINT;SELF ADHESIVE; 155 MM LG 7O MM W;LOGO BLUE & GREEN | Signs
17319 | LABEL | Link Pillar Sticker, "LP", Self Adhesive Vinyl & 3M Scotchcal, 150 x 50mm, 30mm Black Text on Yellow Reflective B/Ground, Pack of 100 | Signs
17240 | LABEL | VINYL,YELLOW BACKGROUND;NOTICE;THIS PILLAR IS FITTED WITH STARTER CONDUITS IN SHARED TRENCH WITH COMMUNICATION CARRIERS;BLACK PRINT;ADHESIVE BACKED; | Signs
2492775 | LABEL | Sticker, "METERING ACTIVE LINK", Split Back Self Adhesive Vinyl, Black Text on Yellow B/Ground, 60 x 35m Roll of 500 | Signs
2490738 | LABEL | Terminal Marker, 10 Section Horizontal, Numbers 41-50, suits Phoenix PT6-T (10mm Terminal) (P10) | Signs
2490720 | LABEL | Terminal Marker, 10 Section Horizontal, Numbers 31-40, suits Phoenix PT6-T (10mm Terminal) (P10) | Signs
2490712 | LABEL | Terminal Marker, 10 Section Horizontal, Numbers 21-30, suits Phoenix PT6-T (10mm Terminal) (P10) | Signs
2490704 | LABEL | Terminal Marker, 10 Section Horizontal, Numbers 11-20, suits Phoenix PT6-T (10mm Terminal) (P10) | Signs
2490696 | LABEL | Terminal Marker, 10 Section Horizontal, Numbers 1-10, suits Phoenix PT6-T (10mm Terminal) (P10) | Signs
2486553 | LABEL | Sticker, "METERING NEUTRAL LINK BEHIND", Split Back Self Adhesive Vinyl, Black Text on Yellow B/Ground, 60 x 35mm, Pack of 500 | Signs
2486199 | LABEL | Sticker, "METERING NEUTRAL LINK", Split Back Self Adhesive Vinyl, Black Text on Yellow B/Ground, 60 x 35mm, Pack of 500 | Signs
2483477 | LABEL | Durasleeve Wire Marking Insert, 15 x 4mm, Polypropylene, White, BPTDS 15-390 (P3000 Labels) | Tools & Equipment
2480630 | LABEL | Sticker, Main Switch Warning, Self Adhesive, Super Vinyl V90, White & Purple background, Yurika Logo | Signs
2478105 | LABEL | PTDS-15-390, 15 x 4mm, Durasleeve Marker | Tools & Equipment
2478097 | LABEL | PTL-19-423, 25.4 x 25.4mm, Glossy Polyester | Tools & Equipment
2473783 | LABEL | Sticker, "NO GO ZONE", Working Heights & Drop Zone Radius, 200 x 200mm, Laminated for UV, Black Text on Yellow Reflective B/Ground | Signs
2472827 | LABEL | Sticker, "Small Tools "STOP" or Parts ONLY" Hexagon shape sticker, Self Adhesive Viny, White Text on Red B/Ground, 180 x 158mm | Signs
2471886 | LABEL | QR ID Label, Acrylic, 100 x 110mm, Black Barcode (80 x 80mm) on White B/Ground, for Oil Sample Equipment | Signs
2471845 | LABEL | Substation Meter Sticker, "NMI No., CT Ratio, VT Ratio, Load, Supply", Self-Adhesive Super Vinyl V90, White Matt, Permanent 160 GSM | Signs
2471472 | LABEL | Sticker, "MAINTAINED & SERVICED", Self Adhesive, Writeable Vinyl Surface, Black Text on Light Blue B/Ground, 100 x 30mm, Sheet of 20, to identify Equipment Type | Signs
2471456 | LABEL | Asbestos Warning Stickers, "WARNING THIS SWTICHBOARD AND SURROUNDS MAY CONTAIN ASBESTOS CONTAINING MATERIALS", Self Adhesive Vinyl, 125 x 50mm, Black Text, | Signs
2471357 | LABEL | Contents Label, Sticker to be affixed inside the Yellow Box, Pole Top Rescue Kit | Height Safety
2471233 | LABEL | Test & Tag, Thermal Transfer Labels, Yellow, Roll of 500 | Tools & Equipment
2471225 | LABEL | Test & Tag, Thermal Transfer Labels, Blue, Roll of 500 | Tools & Equipment
2471217 | LABEL | Test & Tag, Thermal Transfer Labels, Red, Roll of 500 | Tools & Equipment
2451946 | LABEL | Sticker, "WARNING", user information for Web Strap Hoist Handle, 110 x 80mm (P10) Sheets of 10. | Signs
2469195 | LABEL | Sticker, "REMOVED METERING EQUIPMENT LABEL", Self Adhesive, 98 x 45mm, Black Text on High Vis Yellow B/Ground, Energy Queensland Logo, Roll of 50 | Signs
2468163 | LABEL | Sticker, "CFS " + Tick Symbol, Self Adhesive, Green Text on White B/Ground, 100 x 25mm, used to identify CFS unit is OK to be operated (Sheet of 22) (scm) | Signs
2468155 | LABEL | Sticker, "CFS X", Self Adhesive, Red Text on White B/Ground, 100 x 25mm, used to identify CFS unit is NOT to be operated (Sheet of 22) (scm) | Signs
25108 | LABEL | Sticker, "Yurika Metering - SAFETY FIRST! THE BREAKING OF SEALS IS AN OFFENCE", Self Adhesive Vinyl, 30mm, Black Text on Yellow B/Ground, 160gsm, | Signs
25107 | LABEL | Sticker, "National Metering Identifier (NMI)", Self Adhesive Super Vinyl V90, Black Text on White B/Ground, 160gsm, Solid Back with Split Back, Meter Type | Signs
25106 | LABEL | SELF ADHESIVE SUPER VINYL V90;WHITE MATT PERMANENT 160 GSM; SOLID BACK WITH SLIT BACK;LEGEND METER TYPE DATA LABEL FOR TASMANIAN NETWORK AREA ONLY | Signs
24697 | LABEL | B390 SYNTHENTIC PAPER;WHITE; FOR CONTROL PANEL WIRE MARKERS; LENGTH 4MM X WIDTH15MM; ROLL OF 300; | Hardware & Tools
24166 | LABEL | BRADY M71-45-422; LABEL FOR USE WITH THE BRADY BMP71 LABELER; 38MM X 9.5MM LABEL; SUITABLE FOR LABELLING MODEMS, DATA PORTS; USE RIBBON M71-R6000; | Hardware & Tools
24165 | LABEL | BRADY M71-33-427; LABEL FOR USE WITH THE BRADY BMP71 LABELER; SUITABLE FOR USE WITH 20 PAIR CABLES & FIBRE CABLES; USE RIBBON M71-R43000; | Hardware & Tools
24162 | LABEL | BRADY M71EP-7-7593-WT; LABEL FOR USE WITH THE BRADY LABELER; 35MM X 18MM LABEL; SUITABLE FOR CB LABELS; USE RIBBON M71-R6000; | Hardware & Tools
24161 | LABEL | BRADY M7 1FT-1-425; LABEL FOR USE WITH BRADY BMP71 LABELER; SUITABLE FOR USE WITH RG-179 AND FIBRE PIG TAILS; USE RIBBON M71-R4300; | Hardware & Tools
24160 | LABEL | BRADY M71-32-427; LABEL FOR USE WITH THE BRADY BMP71 LABELER; SUITABLE FOR USE WITH CAT5 CABLES & FIBRE PATCH CABLES; USE RIBBON M71-R4300; | Hardware & Tools
24159 | LABEL | BRADY BM71-32-427; LABEL FOR USE WITH BRADY BMP71 LABELER; SUITABLE FOR USE WITH CAT5 CABLES & FIBRE PATCH CABLES; USE RIBBON M71-R4300; BOX OF 1000; | Hardware & Tools
23701 | LABEL | GRAVOPOLY RED BACKGROUND, WHITE LETTERING;AFLC LV SINKING CIRCUIT; 55mm x 40mm;FOR USE ON LV AFLC FILTERS | Signs
23700 | LABEL | VINYL OUTDOOR STICKER WHITE; AFLC LV SINKING CIRCUIT;145mm x 145mm; FOR USE ON LV AFLC FILTERS | Signs
23360 | LABEL | 3M SCOTCHLITE REFLECTIVE SHEETING, WHITE DIAMOND 4991;SELF ADHESIVE;75MM X 10M ROLL;BLANK;FOR USE WITH SERVICE PILLARS; PACK OF 10 | Signs
30109 | LABEL | ALPHA NUMERIC;COMBINATION TO BE ADVISED WITH ORDER;VINYL BLACK LETTERING & NUMBERS ON SILVER REFLECTIVE BASE 190 MM LG X 50 MM W;50 MM H NUMBERS | Signs
21068 | LABEL | WARNING - METERING ISOLATION LINKS HAVE BEEN FUSED FOR FAULT CURRENT PROTECTION;YELLOW PERMANENT PRESSURE SENSITIVE RETRO REFLECTIVE CLASS | Signs
21947 | LABEL | WARNING;BC PHASE CROSS;YELLOW BLACK GRAVOPLY;100 MM LG,25 MM W; PRESSURE SENSITIVE ADHESIVE DOUBLE COATED TAPE; USED IN SUBSTATIONS; | Signs
22089 | LABEL | OPAQUE CAST VINYL FILM ON PAPER LINER; WHITE BACKGROUND;RED PRINT;LEGEND-MAX LOAD 130 KG FIBREGLASS EXTENSION LADDERS ;99 MM H X 54 MM W;CLEAR PRESSURE | Signs
22088 | LABEL | OPAQUE CAST VINYL FILM ON PAPER LINER; WHITE & YELLOW BACKGROUND;LEGEND-MAX LOAD 150 KG FIBREGLASS STEPLADDER;BLACK PRINT;54 MM H X 224 MM W;CLEAR PRESSURE | Signs
22048 | LABEL | QNX LICENCE CERTIFICATE LABELS;NUMERICAL NUMBERING SYSTEM FOR QNX V6.3 0- 503843 MOMENTICS EDITION SOFTWARE SERIES;FOR PCSACS V5; | Signs
21937 | LABEL | PHOENIX TYPE ZB5;NUMBERS 11 TO 20; VERTICAL;SUIT 5.2 MM W TERMINALS; PACK OF 10; | Signs
21936 | LABEL | PHOENIX TYPE ZB5;NUMBERS 1 TO 10; VERTICAL;SUIT 5.2 MM W TERMINALS;PACK OF 10; | Signs
21467 | LABEL | PHOENIX TYPE ZB7,62;NUMBERS 41 TO 50; VERTICAL;SUIT 7.62 MM W TERMINALS; PACK OF 10; | Hardware & Tools
21466 | LABEL | PHOENIX TYPE ZB7,62;NUMBERS 31 TO 40; VERTICAL;SUIT 7.62 MM W TERMINALS; PACK OF 10; | Hardware & Tools
21465 | LABEL | PHOENIX TYPE ZB7,62;NUMBERS 21 TO 30; VERTICAL;SUIT 7.62 MM W TERMINALS; PACK OF 10; | Hardware & Tools
21464 | LABEL | PHOENIX TYPE ZB7,62;NUMBERS 11 TO 20; VERTICAL;SUIT 7.62 MM W TERMINALS; PACK OF 10; | Hardware & Tools
21463 | LABEL | PHOENIX TYPE ZB7,62;NUMBERS 1 TO 10; VERTICAL;SUIT 7.62 MM W TERMINALS; PACK OF 10; | Hardware & Tools
21460 | LABEL | PHOENIX TYPE ZB6;NUMBERS 21 TO 30; VERTICAL;SUIT 6.2 MM W TERMINALS; PACK OF 10; | Hardware & Tools
21459 | LABEL | PHOENIX TYPE ZB6;NUMBERS 11 TO 20; VERTICAL;SUIT 6.2 MM W TERMINALS; PACK OF 10; | Hardware & Tools
21458 | LABEL | PHOENIX TYPE ZB6;NUMBERS 1 TO 10; VERTICAL;SUIT 6.2 MM W TERMINALS; PACK OF 10; | Hardware & Tools
21461 | LABEL | PHOENIX TYPE ZB6;NUMBERS 31 TO 40; VERTICAL;SUIT 6.2 MM W TERMINALS; PACK OF 10; | Hardware & Tools
21462 | LABEL | PHOENIX TYPE ZB6;NUMBERS 41 TO 50; VERTICAL;SUIT 6.2 MM W TERMINALS; PACK OF 10; | Hardware & Tools
21313 | LABEL | WARNING:-4. WHEN FITTING FUSES ENSURE ALL 6 STIRRUPS ARE UPRIGHT AND ENGAGED IN THE FUSE CLIP;NEVER LEAVE STIRRUPS IN THE OPEN POSITION;BLACK LETTERING ON | Signs
21275 | LABEL | WARNING:-1. FUSE CARRIER MUST NOT BE REMOVED FROM THE OIL TANK TO REPLACE HV FUSES;2. OIL TANK MAY CONTAIN LIVE CONDUCTORS WITH SWITCHES OFF;3. | Signs
20818 | LABEL | SELF ADHESIVE SUPER VINYL V-90;WHITE MATT PERMANENT 160 GSM;SOLID BACK WITH SLIT BACK;LEGEND REMOVE/FAULTY AS PER DWG LBS 048-A4;C/W METERING DYNAMICS | Signs
20280 | LABEL | VINYL;RED & BLACK BACKGROUND;WHITE PRINT;-CAUTION-CONTAINS ASBESTOS- INHALATION HEALTH HAZARD-DO NOT CREATE DUST; | Signs
20151 | LABEL | VINYL;SELF ADHESIVE;INFORMATION LABEL;FOR APPLICATION TO SMARTNET MODULES; | Signs
19024 | LABEL | SUPER VINYL V-90,BLACK ON WHITE BACKGROUND;WHITE MATT PERMANENT 160 GSM; LEGEND-THIS ASSET NO LONGER THE PROPERTY OF ENERGEX;BACK SPLIT SELF ADHESIVE | Signs
18962 | LABEL | MATT VINYL;YELLOW BACKGROUND;LEGEND- 4A MODEM SUPPLY FUSE BEHIND TERMINAL COVER; BLACK PRINT; SELF ADHESIVE; (JAC-SPLIT) 60 x 15 MM. | Signs
15983 | LABEL | GRAVOPLY OR EQUIV;RED BACKGROUND/WHITE LETTERING;74 MM W,114 MM LG;WARNING SIGN ;FOR SEPARATE HV & LV EARTHING,AS PER DWG;FOR U/W STOCK CODE 17954;PACK OF | Signs
15982 | LABEL | GRAVOPLY OR EQUIV,RED BACKGROUND/WHITE LETTERING;PRESSURE SENSITIVE ADHESIVE DOUBLE COATED TAPE;30 MM W,80 MM LG; PHASE CONNECTION LABEL FOR ATTACHING TO | Signs
15981 | LABEL | GRAVOPLY OR EQUIV,RED BACKGROUND/WHITE LETTERING;PRESSURE SENSITIVE ADHESIVE DOUBLE COATED TAPE;30 MM W,80 MM LG; PHASE CONNECTION LABEL FOR ATTACHING TO | Signs
15980 | LABEL | GRAVOPLY OR EQUIV,RED BACKGROUND/WHITE LETTERING;PRESSURE SENSITIVE ADHESIVE DOUBLE COATED TAPE;30 MM W,80 MM LG; PHASE CONNECTION LABEL FOR ATTACHING TO | Signs
15591 | LABEL | Sticker, "METER NEUTRAL BEHIND THIS PANEL", Split Back Self Adhesive Vinyl, Black Text on Yellow B/Ground, 60 x 35mm Pack of 500 | Signs
15590 | LABEL | VINYL,YELLOW BACKGROUND; LEGEND -THIS SECTION CONTAINS SUPPLY AUTHORITY FUSES; Black Print; Self-Adhesive;148mm x 36mm Slit Back; Pack of 200; | Signs
15589 | LABEL | VINYL,YELLOW BACKGROUND;LEGEND-ENERGEX & LOGO;BLACK PRINT;SELF ADHESIVE;50 MM LG, 40 MM W;PACK OF 500; | Signs
14818 | LABEL | PAPER,WHITE VIOLET,GLOSS;FIRST LEGEND-LR 80 A,SECOND LEGEND-LR 100 A;BLACK 7 MM H PRINTING;PRESSURE SENSITIVE PERMANENT ADHESIVE;33 MM LG,13 MM W;100 LABEL | Signs
18092 | LABEL | GRAVOPLY 2;LEGEND-UNMETERED SUPPLY; HANGING TAG;6 MM H LETTERING;50 MM LG, 20 MM W,1.5 MM THK;PACK OF 10; | Signs
17954 | LABEL | SCOTCHCAL;YELLOW BACKGROUND/BLACK LETTERING;'CAUTION SEPARATE HV & LV EARTHING IN PADMOUNTED TRANSFORMERS'; LABEL FORM 518;TO BE U/W SC 15983;PACK | Signs
17641 | LABEL | SUPER VINYL V-90,YELLOW BACKGROUND;WHITE MATT (PERMANENT) 160 GSM;LEGEND-METER VOLTAGE PHASE SEQUENCE CORRECTED AT METER;BLACK PRINT;70 MM LG,25 MM W;BACK | Signs
22256 | LABEL,COVER HOLDER | CLEAR BOTTOM LABEL COVER HOLDER;FOR WEBER RETROFIT V-BH;PACK OF 10,PACK WEIGHT 1 KG; | Fuses
18443 | LADDER AND GUARD RAIL | STEEL:GALV,HOT DIPPED;FOR SUBSTATION BASEMENT;REFEER ENERGEX DWG LOSTD- ST010-01; | Ladders
2498699 | LADDER KIT | Lacket, A-Stand Ladder Attachment c/w Case | Ladders
16485 | LADDER,EXTENSION | Fibreglass, 5.5m Fully Extended (18ft), ETS RSE02 | PPE, Hardware & Tools
23030 | LADDER,EXTENSION | REPLACEMENT RUNG KIT;BASE SECTION FOR HILLS BAILEY EXTENSION LADDER - REPLACEMENT PART; LADDER SPARE PARTS; | Ladders
2497170 | LADDER,EXTENSION | 9.4m Fully Extended, with Red Running Brackets, Centre Pully, Rubber Feet, Arapoline Rope, Top Lash, White Fly Boot Protector, Pole Strap-Fly, Ergon Stip & | Height Safety
2497162 | LADDER,EXTENSION | 8.8m Fully Extended, with Red Running Brackets, Centre Pully, Rubber Feet, Arapoline Rope, Top Lash, White Fly Boot Protector, Pole Strap-Fly, Ergon Stip & | Height Safety
2497154 | LADDER,EXTENSION | 7.9m Fully Extended, with Red Running Brackets, Centre Pully, Rubber Feet, Arapoline Rope, Top Lash, White Fly Boot Protector, Pole Strap-Fly, Ergon Stip & | Height Safety
2497147 | LADDER,EXTENSION | 6.4m Fully Extended, with Red Running Brackets, Centre Pully, Rubber Feet, Arapoline Rope, Top Lash, White Fly Boot Protector, Pole Strap-Fly, Ergon Stip & | Height Safety
2497139 | LADDER,EXTENSION | 5.2m Fully Extended, with Red Running Brackets, Centre Pully, Rubber Feet, Arapoline Rope, Top Lash, White Fly Boot Protector, Pole Strap-Fly, Ergon Stip & | Height Safety
2402427 | LADDER,EXTENSION | Fibreglass, 9.4m Fully Extended, ETS RSE02, (32 FT) | PPE, Hardware & Tools
1850245 | LADDER,EXTENSION | Fibreglass, 8.8m Fully Extended, ETS RSE02, (29 FT) | PPE, Hardware & Tools
2404568 | LADDER,EXTENSION | Fibreglass, 7.9m Fully Extended, ETS RSE02, (25 FT) | PPE, Hardware & Tools
2429355 | LADDER,EXTENSION | Fibreglass, 6.4m Fully Extended, ETS RSE02, (21 FT) | PPE, Hardware & Tools
23027 | LADDER,EXTENSION | WHITE LADDER BOOTS;FOR HILLS EXTENSION LADDER - REPLACEMENT PART;LADDER SPARE PARTS; | Ladders
23028 | LADDER,EXTENSION | VEE BRACKET;FOR HILLS BAILEY EXTENSION LADDER - REPLACEMENT PART;LADDER SPARE PARTS; | Ladders
23029 | LADDER,EXTENSION | TOP GUIDE;FOR HILLS BAILEY EXTENSION LADDER - REPLACEMENT PART;LADDER SPARE PARTS; | Ladders
23031 | LADDER,EXTENSION | REPLACEMENT RUNG KIT;FLY SECTION FOR HILLS BAILEY EXTENSION LADDER - REPLACEMENT PART;LADDER SPARE PARTS; | Ladders
23036 | LADDER,EXTENSION | HEAD ROPE;FOR HILLS BAILEY EXTENSION LADDER - REPLACEMENT PART;LADDER SPARE PARTS; | Ladders
23034 | LADDER,EXTENSION | LADDER ROPE;FOR HILLS BAILEY EXTENSION LADDER - REPLACEMENT PART;LADDER SPARE PARTS; | Ladders
23033 | LADDER,EXTENSION | LADDER WEAR STRIP KIT;FOR HILLS BAILEY EXTENSION LADDER - REPLACEMENT PART; LADDER SPARE PARTS; | Ladders
23032 | LADDER,EXTENSION | PULLEY;FOR HILLS BAILEY EXTENSION LADDER - REPLACEMENT PART;LADDER SPARE PARTS; | Ladders
23035 | LADDER,EXTENSION | LADDER FEET;FOR HILLS BAILEY EXTENSION LADDER - REPLACEMENT PART;LADDER SPARE PARTS; | Ladders
19187 | LADDER,STRAIGHT | Fibreglass Single Section 3.0m Lg, 10 Ft, Colour Safety Yellow, ETS RSE02 | PPE, Hardware & Tools
19188 | LADDER,STRAIGHT | Fibreglass Single Section 4.2 m Lg, 14 Ft, Colour Safety Yellow, ETS RSE02 | PPE, Hardware & Tools
2433241 | LADDER,STRAIGHT | Fibreglass Single Section 2.4m Lg, ETS RSE02 | PPE, Hardware & Tools
22920 | LADDER,STRAIGHT | RIGHT HAND RUNG FOR CONCRETE POLE LADDERS;SUITABLE FOR BOTH 1.005 M ASSEMBLY & 2.355 M ASSEMBLY; DWG # - 11602-A2-02 A (ITEM 3A ONLY); | Misc Non-Contract Items
22919 | LADDER,STRAIGHT | LEFT HAND LADDER RUNG FOR CONCRETE POLE LADDER;SUITABLE FOR BOTH 1.005 M ASSEMBLY & 2.355 M ASSEMBLY;DWG # - 11602-A2-02 A (ITEM 3B ONLY); | Ladders
22918 | LADDER,STRAIGHT | 2.355 M LADDER FOR CONCRETE POLES; | Misc Non-Contract Items
22917 | LADDER,STRAIGHT | 1.005 M LADDER FOR CONCRETE POLES; | Ladders
21346 | LADEL | DOUBLE LIPPED;100 MM DIA PLATED STEEL BOWL;HEAT RESISTANT NYLON HANDLE; 340 MM LG; | Misc Non-Contract Items
21347 | LADEL | DOUBLE LIPPED;125 MM DIA PLATED STEEL BOWL;HEAT RESISTANT NYLON HANDLE; 360 MM LG; | Misc Non-Contract Items
5233 | LAMP,FLUORESCENT. | TUBULAR;SWITCH START;FL18W;840-4000K; TRI-PHOS;25/38 MM DIA,600 MM LG;CARTON OF 25, PACK WEIGHT 3.0 KG; | Street Lights
5234 | LAMP,FLUORESCENT. | TUBULAR;SWITCH START;36/40 W;BIPIN G13 CAP;WHITE;25/38 MM DIA,1200 MM LG; CARTON OF 25, PACK WEIGHT 7.0 KG; | Street Lights
9887 | LAMP,FLUORESCENT. | TUBULAR;SWITCH START;10 W;G5 CAP;WHITE; 25 MM DIA,(T8),350 MM LG;CARTON OF 10, | Street Lights
19673 | LAMP,FLUORESCENT. | 42 W, Compact, CX24-q-4 Base, EQTS 05-03-01 (scm) | Street Lights
20843 | LAMP,FLUORESCENT. | T5 TUBULAR;FHE;14 W;840-4000K;G5 MINI BI-PIN;CARTON OF 25; | Street Lights
21228 | LAMP,FLUORESCENT. | T5;TUBULAR;550 MM LG X 16 MM DIA;FHO; 24 W;840,4000K;G5 MINI BI-PIN;CARTON OF 25; | Street Lights
21223 | LAMP,FLUORESCENT. | 32W, Compact, CX24q-3 Base, EQTS 05-03-01 (scm) | Street Lights
2489086 | LAMP,HELMET | Milwaukee Spot/Flood Headlamp, 450 LM, Battery-Powered, c/w Hard Hat Clips & 3 AAA Batteries | Hardware & Tools
16278 | LAMP,INCANDESCENT | REPLACEMENT BULB TO SUIT STOCK CODE 16525 (FLASHLIGHT);LASER SHARP HI-INTENSITY BEAM,FOR USE WITH PELICAN SUPER MITYLITE ONLY;PACK OF 10; | Hardware & Tools
5290 | LAMP,INCANDESCENT | GENERAL SERVICE;TUNGSTEN HALOGEN;245 V; 500 W;TUBULAR;9 MM DIA;CLEAR/PEARL; 119 MM LG;USED IN SUBSTATION FLOODLIGHTS ;PACK OF 10; | Street Lights
5264 | LAMP,INCANDESCENT | GENERAL SERVICE;PILOT;240 V;15 W; SES CAP;CLEAR;FOR USE TEST LAMPS ONLY; PACK OF 100; | Street Lights
14287 | LAMP,LED | RED LED CLUSTER;24 V DC;.018 AMP;T3-1/4 MINATURE BAYONET BASE;10 MM DIA, 20 MM LG;PACK OF 1; | Hardware & Tools
2493542 | LAMP,LED | Headlamp, Rechargeable, COAST XPH25R, 400 Lumen, IP54, Twist Focus Pure Beam Flood & Spot, 120m Beam, Detachable Handheld Flashlight & Built-in | PPE, Hardware & Tools
22434 | LAMP,METAL HALIDE | 250W, Clear Tube, E40 Cap, Operates on 250W HP Sodium Control Gear, Ceramic Arc Tube, Carton of 12, EQTS 05-03-01 (scm) | Street Lights
22435 | LAMP,METAL HALIDE | 400 W; E40 CAP; CERAMIC ARC TUBE; CLEAR BULB; OPERATES ON 400 W HPS CONTROL GEAR EQTS 05-03-01; (scm) | Street Lights
2433332 | LAMP,METAL HALIDE | 250W, Hard Glass Exterior, Reflector E40 Cap, Operates on 250W Mercury Vapour Control Gear, for Watchman Floodlight, EQTS 05-03-01 (scm) | Street Lights
2433340 | LAMP,METAL HALIDE | 400W, Hard Glass Exterior, Reflector E40 Cap, Operates on 400W Mercury Vapour Control Gear, for Watchman Floodlight, EQTS 05-03-01 (scm) | Street Lights
22678 | LAMP,METAL HALIDE | 250 V;100 W;E40 CAP;CERAMIC ARC TUBE; CLEAR BULB;OPERATES ON 100 W HPS CONTROL GEAR;CARTON OF 12; | Street Lights
22676 | LAMP,METAL HALIDE | 150 W; E40 CAP; CERAMIC ARC TUBE; CLEAR BULB;OPERATES ON 150 W HPS CONTROL GEAR;CARTON OF 12; EQTS 05-03-01; (scm) | Street Lights
5268 | LAMP,SODIUM VAPOUR. | HP;150 W;250 V;GES (E40/45) CAP;CLEAR BULB;CARTON OF 12,PACK WEIGHT 2.62 KG; | Street Lights
5269 | LAMP,SODIUM VAPOUR. | EXTERNAL IGNITOR TYPE;HP;150 W;250 V; GES (E40/45) CAP;DIFFUSE BULB;CARTON OF 12, PACK WEIGHT 1.56 KG; | Street Lights
5271 | LAMP,SODIUM VAPOUR. | EXTERNAL IGNITOR TYPE;HP;250 W;250 V; GES (E40/45) CAP;DIFFUSE BULB;CARTON OF 12, PACK WEIGHT 2.4 KG; | Street Lights
16213 | LAMP,SODIUM VAPOUR. | EXTERNAL IGNITOR TYPE;HP;100 W;250 V; GES (E40/45) CAP;CLEAR BULB;TWIN ARC TUBE;CARTON OF 12,PACK WEIGHT 2.28 KG; | Street Lights
13471 | LAMP,SODIUM VAPOUR. | HP;100 W;250 V;GES (E40/45) CAP;CLEAR BULB;CARTON OF 12,PACK WEIGHT 1.7 KG; | Street Lights
13470 | LAMP,SODIUM VAPOUR. | EXTERNAL IGNITOR TYPE;HP;100 W;250 V; GES (E40/45) CAP;DIFFUSE BULB;CARTON OF 12, PACK WEIGHT 2.04; | Street Lights
13469 | LAMP,SODIUM VAPOUR. | HP;70 W;250 V;ES (E27) CAP;DIFFUSE BULB; CARTON OF 10; | Street Lights
13124 | LAMP,SODIUM VAPOUR. | HP;400 W;250 V;GES (E40/45) CAP;R SHAPE; HARD GLASS BULB;CARTON OF 6,PACK WEIGHT 3.6 KG;REFLECTOR SHAPE LAMP; | Street Lights
13123 | LAMP,SODIUM VAPOUR. | HP;250 W;250 V;GES (E40/45) CAP;R SHAPE; HARD GLASS BULB;CARTON OF 6,PACK WEIGHT 3.5 KG;REFLECTOR SHAPE LAMP; | Street Lights
13122 | LAMP,SODIUM VAPOUR. | HP;150 W;250 V;GES (E40/45) CAP;R SHAPE; HARD GLASS BULB;PACK SIZE 6,PACK WEIGHT 3.2 KG;REFLECTOR SHAPE LAMP; | Street Lights
9885 | LAMP,SODIUM VAPOUR. | INTERNAL IGNITOR TYPE;HP;50 W;250 V; ES (E27) CAP;DIFFUSE BULB;CARTON OF 12,PACK WEIGHT 1.56 KG; | Street Lights
5274 | LAMP,SODIUM VAPOUR. | EXTERNAL IGNITOR TYPE;HP;400 W;250 V; GES (E40/45) CAP;DIFFUSE BULB;CARTON OF 6,PACK WEIGHT 1.5 KG; | Street Lights
21604 | LAMP,SODIUM VAPOUR. | HP;400 W;250 V;E40 CAP;TWIN ARC;CLEAR BULB;CARTON OF 12; | Street Lights
21600 | LAMP,SODIUM VAPOUR. | HP;100 W;250 V;GES (E40/45) CAP;DIFFUSE BULB;TWIN ARC TUBE;CARTON OF 12; | Street Lights
21599 | LAMP,SODIUM VAPOUR. | HP;50 W;250 V;ES (E27) CAP;DIFFUSE BULB; TWIN ARC TUBE;CARTON OF 10; | Street Lights
21598 | LAMP,SODIUM VAPOUR. | HP;35 W;250 V;GES (E27) CAP;DIFFUSE BULB;TWIN ARC TUBE;CARTON OF 10; | Street Lights
21596 | LAMP,SODIUM VAPOUR. | HP;35 W;250 V;ES (E27) CAP;DIFFUSE BULB; CARTON OF 10; | Street Lights
21602 | LAMP,SODIUM VAPOUR. | EXTERNAL IGNITOR TYPE; HP;250 W;TWIN ARC;250 V;E40 CAP;DIFFUSE BULB;CARTON OF 12,PACK WEIGHT 2.28 KG; | Street Lights
21601 | LAMP,SODIUM VAPOUR. | EXTERNAL IGNITOR TYPE;HP;150 W;TWIN ARC; 250 V;E40 CAP;DIFFUSE BULB;CARTON OF 12, PACK WEIGHT 1.92 KG; | Street Lights
21597 | LAMP,SODIUM VAPOUR. | EXTERNAL IGNITOR TYPE;HP;50 W;ES (E27) CAP;DIFFUSE BULB;CARTON OF 12;PACK WEIGHT 1.56 KG; | Street Lights
16219 | LAMP,SODIUM VAPOUR. | EXTERNAL IGNITOR TYPE;HP;70 W;250 V; ES (E27) CAP;DIFFUSE BULB;TWIN ARC TUBE; CARTON OF 12,PACK WEIGHT 1.08 KG; | Street Lights
16215 | LAMP,SODIUM VAPOUR. | HP;250 W;250 V;GES (E40/45) CAP;CLEAR BULB;TWIN ARC TUBE;CARTON OF 12; | Street Lights
16214 | LAMP,SODIUM VAPOUR. | HP;150 W;250 V;GES (E40/45) CAP;CLEAR BULB;TWIN ARC TUBE;CARTON OF 12; | Street Lights
5273 | LAMP,SODIUM VAPOUR. | EXTERNAL IGNITOR TYPE;HP;400 W;250 V; GES (E40/45) CAP;CLEAR BULB;CARTON OF 12,PACK WEIGHT 2.04 KG; | Street Lights
5270 | LAMP,SODIUM VAPOUR. | HP;250 W;250 V;GES (E40/45) CAP;CLEAR BULB;CARTON OF 12; | Street Lights
14281 | LAMPHOLDER | Panel Mtg, 22mm Dia Hole, T3-1/4 Mini Bayonet Base, Screw Terminal Connection, 30V DC, Square Bezel Red Lens, Plastic, Fully Assembled c/w 1 x APQW1B99-TK392, | Hardware & Tools
3057 | LANTERN,ELECTRIC | 6 V SPRING TERMINAL CELL;WATERPROOF; W/SHATTER RESISTANT LENS;BOX OF 4, CARTON OF 24;USE BATTERY STOCK CODE 02956 OR EQUIV; | Hardware & Tools
24724 | LANTERN,ELECTRIC | Milwaukee, 12V Portable LED, 180 - 360 Deg of Light, 4 Light Settings c/w S/Steel Hooks | Hardware & Tools
19162 | LANYARD,SAFETY,INDUSTRIAL | Shock Absorbing Lanyard, 1.6m Lg, u/w Fallarrest Harness c/w Alloy DA Hook & Triplock Karabiner, 10 Year Shelf Life | PPE, Hardware & Tools
2472892 | LANYARD,SAFETY,INDUSTRIAL | Non-Shock Absorbing, Swivel Double- action locking Carabiner, loop other end, Length 1930mm,18kg WLL | PPE, Hardware & Tools
2472918 | LANYARD,SAFETY,INDUSTRIAL | Non-Shock Absorbing webbing; Nickel-plated iron d-ring, Loop other end, Length 450mm, 181kg WLL | PPE, Hardware & Tools
2472934 | LANYARD,SAFETY,INDUSTRIAL | Web Tool Tails, provides an attcahment point on tools to attach a lanyard, Pack of 5, 90mm, 115mm, 140mm,165mm &215mm, 0.9kg WLL | PPE, Hardware & Tools
2482008 | LANYARD,SAFETY,INDUSTRIAL | Tool Lanyard, Retractable, 25-122cm, 3.8kg Capacity | Height Safety
2472942 | LANYARD,SAFETY,INDUSTRIAL | Tool lanyard kit, includes 3 Tool lanyards, clinches, tool tethers & tape in drawstring mesh bag. Kit Details - See Extended Text | PPE, Hardware & Tools
2472900 | LANYARD,SAFETY,INDUSTRIAL | Stretch cord, Swiveling connection, Adjustable barrel lock, Length 380mm 4.6kg WLL | PPE, Hardware & Tools
2472884 | LANYARD,SAFETY,INDUSTRIAL | Shock Absorbing,Swiveling Design,Locking Carabiner on one end, Loop other end, Length 960mm to 1220mm;, 11.3kg WLL | PPE, Hardware & Tools
2472967 | LANYARD,SAFETY,INDUSTRIAL | Stretch cord, Swiveling connection, S/Steel Carabiners with Screw Gate; Adjustable Barrel Lock, Length 1070mm to 1370mm; 6.8kg WLL | PPE, Hardware & Tools
24842 | LANYARD,SHOCK ABSORBER | Scaffold Hook Lanyard; SWL 140kg 1.6m LG; Elasticised Webbing; Double action Aluminium Shark Hook; Triple action Carbon Steel Karabiner; Built | PPE, Hardware & Tools
24296 | LANYARD,SHOCK ABSORBER | TOWER HOOKBACK LANYARD; PYLON HOOKS; WHITE WITH BLUE FLECK; USED FOR CLIMBING TRANSMISSION TOWERS; PLEASE REFER TO EXTENDED DESCRIPTION FOR SPECIFICATIONS; | Height Safety
2498772 | LEAD SET,ELECTRICAL | Short Circuit, Set 6 Leads, 200A, Red Clamps | Tools & Equipment
2649 | LEAD SET,TEST | LEAD,EXTENSION;FOR TEST LAMP; ITEMS TO BE INDIVIDUALLY CONTAINED; FOR USE BY LINESMEN; | Hardware & Tools
20802 | LEAD SET,TEST | Replacement Test Leads c/w Non-Fused Black & Red Test Leads, Black & Red Probes & Crocodile Clip, for Kyoristsu Insulation Tester 3132A | Hardware & Tools
2489094 | LEAD SET,TEST | 3 Phase & Neutral Lead Kit, (2.4m) Red, White, Blue & Black, Replacement Set for Phase ID Kit | Hardware & Tools
2489508 | LEAD SET,TEST | Checksystem 2.3 Test Unit Bundled Lead Sets | Hardware & Tools
2493187 | LEAD SET,TEST | 5m Test Leads, for Major Tech MT575 10kV HV Insulation Tester | Electrical Test & Accsry Equip
2489490 | LEAD SET,TEST | 50m Earth Hand Reel | Hardware & Tools
2472975 | LEAD SET,TEST | Two retractable leads,20A, 1x Red and 1x Black, D4 Stackable Plug 120cm, SILICONE 1,00' | Hardware & Tools
20801 | LEAD, ANALYSER | SINGLE PHASE;CURRENT TRANSFORMER; 500 AMP;RESTRICTED ISSUE TO ASSET SERVICES MGR POSN 9583; | Misc Non-Contract Items
22551 | LEAD,ADAPTOR. | ADAPTOR LEAD;200 MM LG;MALE BAYONET CONNECTOR ONE END;FEMALE BAYONET CONNECTOR OTHER END;ADAPTS FROM OLDER STYLE LV TEST REEL (SC20848) TO | General Hardware
20174 | LEAD,ELECTRICAL | LOW VOLTAGE TEMPORARY BRIDGE LEAD;3 M LG ;250 AMP CONTINUOUS CURRENT RATING;50 SQ MM FLEXIBLE SINGLE CORE FINE WIRE MULTI STRANDED PLAIN ANNEALED COPPER CONDUCTOR | Misc Non-Contract Items
22607 | LEAD,ELECTRICAL | PM 45;3 PHASE 8 WIRE LEAD WITH NON- RETRACTABLE BANANA PLUGS & CROCADILE CLIPS;LEADS MEASURE A-N,B-N,C-N & E-N WITH EACH PHASE HAVING SEPARATE | Misc Non-Contract Items
2498681 | LEAD,ELECTRICAL | Multiplexer Cable, PDH, 15m Lg, Avara sNGA Bus, 6 Pair Stub Cable c/w 3 x 7 Connector, Dwg 903187-14 | Communications
2495232 | LEAD,ELECTRICAL | Set of 3 x 12.7/22kV 35mm2 Cu XLPE, 8m Lg, 600mm Lg Screen, c/w Type A Termination One End Cut & Cap Other | U/G Cables & Accsry Equip
2495224 | LEAD,ELECTRICAL | Set of 3 x 12.7/22kV 35mm2 Cu XLPE, 3.5m Lg, 600mm Lg Screen, c/w Type A Termination Both Ends | U/G Cables & Accsry Equip
2492841 | LEAD,ELECTRICAL | suit Pole Mount/OD Ground Mount Monitors, 5m x 6mm2 Lead, Set of 4, Colour coded RD/BU/WH/BL | Distribution Transformers
2492833 | LEAD,ELECTRICAL | suit Padmount/ID Ground Mount Monitors, 5m x 4mm2 Lead, Pre-Terminated, Set of 4 Colour Coded RD/BU/WH/BL | Distribution Transformers
54130 | LEAD,ELECTRICAL | Multiplexer Cable, PDH, 10m Lg, Mux Generic 2Mbs, 120 Ohm, 4 Pair, 3 x 7 Connector | Communications
54091 | LEAD,ELECTRICAL | Multiplexer Cable, PDH, 5m Lg, Stub Cable 4 Pair Assembly, 3 x 7 | Communications
2457638 | LEAD,ELECTRICAL | Multiplexer Cable, PDH, 1m Lg, DFX100 to DB4, 120 Ohm, 2M T1/T2/T3/T4, 4 Pair, 3 x 7 Eruo to RJ45 | Communications
4067 | LEAD,ELECTRICAL | Multiplexer Cable, PDH, 5m Lg, V24 10 Pair Stub Cable P1 & P2, suit 24020, Dwg 903187-03 | Communications
2435238 | LEAD,ELECTRICAL | Kyoritsu RCD/Loop Impedance Replacement Lead | Tools & Equipment
2477586 | LEAD,ELECTRICAL | Input/Output Cable, Twisted Pairs, 2m Lg | Substation Automated Systems
2477578 | LEAD,ELECTRICAL | Input/Output Cable, Flat Ribbon, 2m Lg | Substation Automated Systems
2459956 | LEAD,ELECTRICAL | Bridge, LV, 3-Way, Temporary, 200A Capacity, Insulated, for use in Pillars & on ABC c/w 3 Insulated Piercing Clamps | Hardware & Tools
2448157 | LEAD,ELECTRICAL | Bridge, LV, Temporary, 200A Capacity, Insulated, for use in Pillars & on ABC c/w Insulated Piercing Clamps | Hardware & Tools
22828 | LEAD,ELECTRICAL | Flexible Insulated Jumper Cable, 5m Lg, Cable Meets Requirements ASTM F2321, kV Rating 15kV Phase to Phase, 10kV Phase to Earth, 400A Rated, 1.1 Smooth Jaw Al | Hardware & Tools
22827 | LEAD,ELECTRICAL | Flexible Insulated Jumper Cable, 3m Lg, Cable Meets Requirements ASTM F2321, kV Rating 15kV Phase to Phase, 10kV Phase to Earth, 400A Rated, 1.1 Smooth Jaw Al | Hardware & Tools
21515 | LEAD,ELECTRICAL | Heavy Duty Extension Lead;20 M LG;To AS/NZS 3012;2003 (CLAUSE 2.6) (1.5 SQ MM) HVY DUTY FLEX, 10A Plug/Socket, Orange w/ Neon Plug | Hardware & Tools
5067 | LEAD,SHORTING | C.T.SECONDARY SHORTING;10 AMP,HRC FUSE; TEST CLIPS CONNECTION; | Hardware & Tools
18963 | LEAD,TEST | 2.4m Lg, Pair of 10A Fused Red & Black Leads, CATII 1000V, CATIV 600V, Retractable 4mm Probes c/w Removable Cap Right Angle 4mm Multimeter Plugs, in | Hardware & Tools
22826 | LEAD,TEST | 10cm Lg, Black PVC Cable c/w Black Stackable Plug, Green Right Angle Plug, CAT III 600V, suit Fault Loop Impedance Meters Kyoritsu 4118A & 4120 | Hardware & Tools
2486504 | LEAD,TEST | Shorting Lead, Colour - Red, Alligator Clip Both Ends, 400mm lg | Tools & Equipment
2433647 | LEAD,TEST | 0.75mm2 PVC, Black, 1.5m, 12A for Perch Tele, 4mm Straight & Right Angle Connector | Hardware & Tools
20884 | LEAD,TEST | GREEN;FEMALE TO MALE;RIGHT ANGLE FIXED TO STRAIGHT FIXED;12 AMP PATCHCORD; U/W SC18679 EARTH SPIKE IF REQUIRED; | Hardware & Tools
20798 | LEAD,TEST | 1 PAIR FUSED TEST LEADS,1.2 M LG, (RED & BLACK);CAT III 600 V;FOR 10 AMP 50 KA RATING;PART NO.PJP 4940IEC-10A 600V-R (RED)& PJP 4940IEC-10A 600V-N(BLK | Hardware & Tools
16764 | LEGGINGS,PROTECTIVE INDUSTRIAL | ENGTEX,(INDUSTRIAL STRENGTH PLASTIC); REGULAR SIZE;CHAPS,FOR USE WITH OPERATION OF CHAINSAWS; | HS & PPE
2455541 | LEGGINGS,SNAKE GUARD | Snake Gaiters; Size S; Knee Length, Snake Bite Protection, Circumference @ Knee 43 cm, Length 38.5 cm; To Fit Leg Circumference 41 cm. | PPE, Hardware & Tools
2443182 | LEGGINGS,SNAKE GUARD | Snake Gaiters; Size M; Knee Length, Snake Bite Protection, Circumference @ Knee 49 cm, Length 40 cm; To Fit Leg Circumference 47 cm. | PPE, Hardware & Tools
2451037 | LEGGINGS,SNAKE GUARD | Snake Gaiters; Size XL; Knee Length, Snake Bite Protection, Circumference @ Knee 60 cm, Length 40 cm; To Fit Leg Circumference 58 cm. | PPE, Hardware & Tools
2455558 | LEGGINGS,SNAKE GUARD | Snake Gaiters; Size L; Knee Length, Snake Bite Protection, Circumference @ Knee 55 cm, Length 40 cm; To Fit Leg Circumference 53 cm. | PPE, Hardware & Tools
22483 | LETTER,SIGN | LETTER X;VINYL;25 MM H;40 MM SQ; BACKGROUND,BLACK PRINT ON WHITE RETROFLECTIVE BACKGROUND;PRESSURE SENSITIVE ADHESIVE;AS1744 SERIES C;FOR | Signs
22482 | LETTER,SIGN | LETTER P;VINYL;25 MM H;40 MM SQ; BACKGROUND,BLACK PRINT ON WHITE RETRFLECTIVE BACKGROUND;PRESSURE SENSITIVE ADHESIVE;AS1744 SERIES C;FOR | Signs
22481 | LETTER,SIGN | LETTER S;VINYL;25 MM H;40 MM SQ; BACKGROUND BLACK PRINT ON WHITE RETOFLECTIVE BACKGROUND;PRESSURE SENSITIVE ADHESIVE;AS1744 SERIES C; FOR | Signs
11649 | LETTER,SIGN | LETTER S;VINYL,BLACK;25 MM H;STICK ON; AS1744 SERIES C LETTERS;FOR U/W RETROREFLECTIVE & PORCELAIN ENAMEL SIGNS;LETTER & MATERIAL AS PER DWG; | Signs
11637 | LETTER,SIGN | LETTER G;VINYL,BLACK;25 MM H; STICK ON;AS1744 SERIES C LETTERS;ON APPLICATION PAPER;STRIPS OF 10;FOR U/W RETROREFLECTIVE & PORCELAIN ENAMEL | Signs
11633 | LETTER,SIGN | LETTER C;VINYL,BLACK;25 MM H; STICK ON;AS1744 SERIES C LETTERS;ON APPLICATION PAPER;STRIPS OF 10;FOR U/W RETROREFLECTIVE & PORCELAIN & ENAMEL | Signs
11632 | LETTER,SIGN | LETTER B;VINYL,BLACK;25 MM H; STICK ON;AS1744 SERIES C LETTERS;ON APPLICATION PAPER;STRIPS OF 10;FOR U/W RETROREFLECTIVE & PORCELAIN & ENAMEL | Signs
11631 | LETTER,SIGN | LETTER A;VINYL,BLACK;25 MM H; STICK ON;AS1744 SERIES C LETTERS;ON APPLICATION PAPER;STRIPS OF 10;FOR U/W RETROREFLECTIVE & PORCELAIN & ENAMEL | Signs
5949 | LETTER,SIGN | LETTER N;ALUMINIUM;50 MM H,35 MM W,24 G ;W/2 HOLES FOR 12 G CLOUTS,(STOCK CODE 11430)OR 2.4 MM RIVETS (STOCK CODE 15785 );FOR POLE IDENTIFICATION;BAGS OF 100; | Signs
5950 | LETTER,SIGN | LETTER O OR NUMBER 0;ALUMINIUM;50 MM H, 35 MM W,24 G;W/2 HOLES FOR 12 G CLOUTS, (STOCK CODE 11430) OR 2.4 MM RIVETS (STOCK CODE 15785);BAGS OF 100;FOR POLE | Signs
5951 | LETTER,SIGN | LETTER P;ALUMINIUM;50 MM H,35 MM W,24 G ;W/2 HOLES FOR 12 G CLOUTS,(STOCK CODE 11430) OR 2.4 MM RIVETS (STOCK CODE 15785);BAGS OF 100;FOR POLE | Signs
2401615 | LETTER,SIGN | (Z), Pressed Al, Plain, Dwg 22-A4-200 Rev B | Signs
2401614 | LETTER,SIGN | (Q), Pressed Al, Plain, Dwg 22-A4-200 Rev B | Signs
2401613 | LETTER,SIGN | (I), Pressed Al, Plain, Dwg 22-A4-200 Rev B | Signs
446507 | LETTER,SIGN | (Y), Pressed Al, Plain, Dwg 22-A4-200 Rev B | Signs
446497 | LETTER,SIGN | (X), Pressed Al, Plain, Dwg 22-A4-200 Rev B | Signs
446493 | LETTER,SIGN | (W), Pressed Al, Plain, Dwg 22-A4-200 Rev B (P100) | Signs
446485 | LETTER,SIGN | (V), Pressed Al, Plain, Dwg 22-A4-200 Rev B | Signs
446477 | LETTER,SIGN | (U), Pressed Al, Plain, Dwg 22-A4-200 Rev B | Signs
446469 | LETTER,SIGN | (T), Pressed Al, Plain, Dwg 22-A4-200 Rev B | Signs
446442 | LETTER,SIGN | (S), Pressed Al, Plain, Dwg 22-A4-200 Rev B (P100) | Signs
446434 | LETTER,SIGN | (R), Pressed Al, Plain, Dwg 22-A4-200 Rev B | Signs
446426 | LETTER,SIGN | (P), Pressed Al, Plain, Dwg 22-A4-200 Rev B | Signs
446418 | LETTER,SIGN | (N), Pressed Al, Plain, Dwg 22-A4-200 Rev B | Signs
446396 | LETTER,SIGN | (M), Pressed Al, Plain, Dwg 22-A4-200 Rev B (P100) | Signs
446388 | LETTER,SIGN | (L), Pressed Al, Plain, Dwg 22-A4-200 Rev B (P100) | Signs
446361 | LETTER,SIGN | (K), Pressed Al, Plain, Dwg 22-A4-200 Rev B | Signs
446353 | LETTER,SIGN | (J), Pressed Al, Plain, Dwg 22-A4-200 Rev B | Signs
446345 | LETTER,SIGN | (H), Pressed Al, Plain, Dwg 22-A4-200 Rev B | Signs
446337 | LETTER,SIGN | (G), Pressed Al, Plain, Dwg 22-A4-200 Rev B | Signs
446329 | LETTER,SIGN | (F), Pressed Al, Plain, Dwg 22-A4-200 Rev B (P100) | Signs
446322 | LETTER,SIGN | (E), Pressed Al, Plain, Dwg 22-A4-200 Rev B (P100) | Signs
446299 | LETTER,SIGN | (D), Pressed Al, Plain, Dwg 22-A4-200 Rev B (P100) | Signs
446272 | LETTER,SIGN | (C), Pressed Al, Plain, Dwg 22-A4-200 Rev B (P100) | Signs
446264 | LETTER,SIGN | (B), Pressed Al, Plain, Dwg 22-A4-200 Rev B (P100) | Signs
446256 | LETTER,SIGN | (A), Pressed Al, Plain, Dwg 22-A4-200 Rev B (P100) | Signs
20811 | LETTER,SIGN | LETTER X;VINYL,BLACK;25 MM H;STICK ON; APPLICATION PAPER;AS1744 SERIES C LETTERS;STRIP OF 10,5 PER PACK = 50; | Signs
15393 | LETTER,SIGN | LETTER X;ALUMINIUM;50 MM H,35 MM W,24 G; W/2 HOLES FOR 12 G CLOUTS,(STOCK CODE 11430) OR 2.4 MM RIVETS (STOCK CODE 15785);BAG OF 100;FOR POLE | Signs
14814 | LETTER,SIGN | LETTER L;WHITE REFLECTIVE 3M SCOTCHCAL 280-10L SERIES PREMIUM CAST VINYL OR EQUIV;COVERED WITH CLEAR APPLICATION TAPE;50 MM H;STICK ON;AS1744 SERIES C; | Signs
5953 | LETTER,SIGN | LETTER S;ALUMINIUM;50 MM H,35 MM W,24 G ;W/2 HOLES FOR 12 G CLOUTS,(STOCK CODE 11430) OR 2.4 MM RIVETS (STOCK CODE 15785);BAGS OF 100; | Signs
22276 | LID | Tote Box Lid, 645mm Lg, 413mm W, Polypropylene, suit Lamson Bin Size 10 | PPE, Hardware & Tools
18403 | LID,BOX | MTG ENCLOSURE LID;UV STABILISED POLYCARBONATE;192 MM LG X 95 MM W;2 GANG ;COLOUR WHITE;PACK OF 1; | Hardware & Tools
15552 | LID,PIT | TELECOM NO 2;CONCRETE;MARKING ELECTRIC; PACK OF 56;PALLET WEIGHT 535 KG;620 MM X 250 MM APPROX;APPLICATION STREET LIGHTING,SUIT BODY STOCK CODE 15551; | Concrete Assemblies
17867 | LID,PIT | TELECOM NO.7;CONCRETE;MARKING ELECTRIC; APPLICATION STREET LIGHTING;TO SUIT BODY STOCK CODE 17866;PACK OF 1,PALLET WEIGHT 28 KG; | Concrete Assemblies
18164 | LID,PIT | CONCRETE PIT LID TO SUIT TELECOM NO. 8 PIT; T SECTION, MARKED "ELECTRICAL"; C/W 1 X "T" BAR SUPPLIED REFER TO SC18163 FOR BODY PIT;(SPARE LID ONLY); | Concrete Assemblies
24281 | LID,PIT | DTMR, for Main Roads Type 7 Pit, 2 Half Lids per Set, DTMR Spec MRTS91 Conduits & Pits, Dwg 1634 Pit Lids & 1631 Pits | U/G Pits & Pillars
24280 | LID,PIT | DTMR; PIT LID FOR MAIN ROADS TYPE 8 PIT; DTMR SPEC MRTS91 CONUITS AND PITS; DRAWINGS DTMR 1634 PIT LIDS, 1631 PITS; | U/G Pits & Pillars
24074 | LID,PIT | CONCRETE; MARKING "ELECTRICITY"; SUITS BODY SC17736; 18KG; | U/G Pits & Pillars
22586 | LID,PIT | TELECOM NO 4; CONCRETE;MARKING COMMUNICATIONS; ;APPLICATION COMMUNICATIONS CABLES; SUIT BODY SC15528; USED IN SUBSTNS; | U/G Pits & Pillars
19873 | LID,PIT | SERIES 600;S/WATER PIT;L/D GALV CHEQUER COVER;600 MM X 600 MM X 6 MM THK;TO SUIT BODY PIT REFER SC19875;PACK OF 1,PALLET WEIGHT 30 KG; | U/G Pits & Pillars
18216 | LID,PIT | TELECOM NO 6;CONCRETE; 651 MM X 499 MM; MARKING " ELECTRICITY AUTHORITY COMMUNICATION ";TO SUIT STOCK CODE 18079;PACK OF 10,PALLET WEIGHT 395 | Concrete Assemblies
18151 | LID,PIT | Type 8, Galv Steel, 1310 x 498 x 48mm, u/w Type P8 Cable Pit Body (supplied in 2 pieces 655 x 498 x 48mm) | U/G Pits & Pillars
2497311 | LIFTER | Streetlight Lifting Device, WLL 800KG | Electrical Test & Accsry Equip
2497253 | LIFTER | Conductor Jib Base for Redmond Gary TL EWP, Al c/w Jib Bullet End Cap, suit 75mm (3") Fibreglass Stick, Dwg 901962-02 Modified Type | Live Line Equipment
2496669 | LIFTER | Transformer Lifting Beam, WLL 2.3t Frame to Dwg DC770, (1-5) Number Marked above each Lifting Eye & Hole Drilled for Inspection Tag, Painted Yellow NATA | Hardware & Tools
2496628 | LIFTER | Drum Lifter, Edge Style, 500kg WLL | Electrical Test & Accsry Equip
2427961 | LIFTER | Conductor Holder, Self Aligning | Hardware & Tools
25463 | LIFTER, GIN | Transformer Gin; Alloy, Chain Binder; 2040kg WLL Label, Fits X-Arm 120x150mm, 280mmL; Hastings; Used for lifting small Transformers; | Hardware & Tools
17141 | LIFTER,MANHOLE COVER | For Telstra Pit Covers, Sizes 2 to 8, 670mm Nom Lg, Zinc Plated Mild Steel Welded Assembly c/w Pull Release | Hardware & Tools
2490274 | LIFTER,MANHOLE COVER | Gatic lifting kit, 2 x Long Handle Lid Lifters 1 x D (Short) Handle Lifter (Seal Cracker) 1 x Spanner, 1 x Scraper Knife, 2 x Roller Pipes, c/w Carry Bag | Hardware & Tools
22366 | LIFTER,MANHOLE COVER | UNIVERSAL LIFTING DEVICE;FOR GATIC ROADWAY PIT COVERS;PACK OF 1,PACK SIZE 1000 MM X 500 MM X 400 MM; | Tools & Equipment
20054 | LIFTING EYES,UNIVERSAL | 1.3 TONNE (SWL);STANDARD LIFTING EYES; FOR LIFTING PRECAST FOUNDATIONS,SC19782, SC19730 & SC19783;PACK OF 1; | Concrete Assemblies
2475275 | LIFTING JIB | Strap Hoist Version, suit Little Mule or Lincoln/Lugall Units, to fit in 17m Redmond Gary EWP | Height Safety
2496677 | LIFTING JIB | EWP Pole Jib, suit Redmond Gary TL Model for LL Night Work | Height Safety
2494540 | LIGHT EMITTING DIODE | Indicator Lamp, Single Chip, White, 48V AC/DC, BA9s, MBC, for Network Connection Skid | Substation Batteries
2494557 | LIGHT EMITTING DIODE | Indicator Lamp, Single Chip, Green, 48V AC/DC, BA9s, MBC, for Network Connection Skid | Substation Batteries
2494565 | LIGHT EMITTING DIODE | Indicator Lamp, Single Chip, Red, 48V AC/DC, BA9s, MBC, for Network Connection Skid | Substation Batteries
15522 | LIGHT UNIT,AUTOMOTIVE | REVOLVING WARNING LIGHT PORTABLE;HALOGEN ;12 V;170 MM LG,115 MM W;AMBER;MAGNETIC; C/W 3.5 M EXTENDABLE COILED CABLE & 5 AMP CIGAR SOCKET,C/W HALOGEN BULB;SAFETY | Hardware & Tools
23854 | LIGHT UNIT,PORTABLE | Milwaukee LED Area Light, 18V, 1100 Lumens, M18 Red Li-Ion, Cordless, Octagonal Roll Cage, 222mm | Hardware & Tools
2471837 | LIGHT UNIT,PORTABLE | Milwaukee Folding Flood Light Kit, 4V, 550 Lumens, L4B2 Red Li Battery, USB Recharge Cable, Magnetic Base, 3 Mode Light Output, 210 Degree Rotation, | Hardware & Tools
2487247 | LIGHT UNIT,PORTABLE | Milwaukee, 4V Pocket Flood Light Kit c/w 3.0Ah Red Lithium USB Rechargeable Battery & Charging Lead | Tools & Equipment
2496636 | LIGHT UNIT,PORTABLE | Milwaukee Neck Light Kit, 4V USB Rechargeable Battery, 400 Lumens | Hardware & Tools
2490282 | LIGHT UNIT,PORTABLE | Milwaukee, Pivoting Area Light, 12V LED, 700 Lumens, 2.1A USB Output | Hardware & Tools
R24948 | LIGHT UNIT,PORTABLE | REFURBISHED, Milwaukee, M18 LED Tripod Stand Light, 18V, 3-Mode Light Options, Low/Med/High 850/1300/2000 Lumens, 2.2m Max Extension Rotating Head, Skin Only | Hardware & Tools
24948 | LIGHT UNIT,PORTABLE | Milwaukee, M18 LED Tripod Stand Light, 18V, 3-Mode Light Options, Low/Med/High 850/1300/2000 Lumens, 2.2m Max Extension Rotating Head, Skin Only | Hardware & Tools
2491173 | LIGHT,HOT LINE STICK | Milwaukee, REDLITHIUM, Utility Hot Stick Light, 4V, 3.0Ah Kit, USB Rechargeable, Twin Light, 350 Lumens | Hardware & Tools
15687 | LIGHT,MARKER,GROUND OBSTRUCTION. | AUTOMOTIVE,TRAFFIC HAZARD WARNING;AMBER; RIPPLE FLASHING BRANDED & BLACK IN-FILLED "ENERGEX",C/W LAMP-ON LED; AS1165;APPLETON LWP-80-R; | Tools & Equipment
530000 | LIGHT,PANEL | Pilot, No LED, Full Voltage, Input Various Voltages, Round for Front Panel Mounting, LED not included | Substation Batteries
2477891 | LIGHT,WARNING | Emergency Rescue, 16 LED, Yellow, Magnetic, c/w 9 Flash Patterns | Tools & Equipment
20198 | LINE,TENSIONER | MAXI TENSIONER;C/W 2 STAINLESS STEEL ASYMMETRIC SNAP HOOKS;12 M HIGH STRENGTH MARINE ROPE;12 MM DIA ROPE;SWL - 100 KG; 2 FALLS OF ROPE; | Tools & Equipment
20660 | LINE,TENSIONER | MAXI TENSIONER;C/W 2 STAINLESS STEEL ASYMMETRIC SNAP HOOKS; FITTED WITH NON-REMOVEABLE BECKET PIN;12 M HIGH STRENGTH MARINE ROPE;12 MM DIA ROPE; | Tools & Equipment
2475788 | LINE,WEED CUTTER | Trimmer Line, 2mm Dia, 45m Roll | Hardware & Tools
22119 | LINK | Link Single Plate, 120kN Min Failing, 100mm Hole Centres, Tongue-Tongue, for 70kN Fittings | Line Hardware
2484996 | LINK | Vertigroup VS3, 1250A Solid Link | U/G Equipment
2481117 | LINK | Linking Knife, suits 3-Way Link Pillar | U/G Pits & Pillars
17337 | LINK,BRIDGING | E-Link, Electrical Bridging, for Star Connection of Current Terminals, for Meter Test Block | Meters
2477842 | LINK,CHAIN,CONNECTING | Quick Link Maillon, Oval, 8mm, Steel, 35 kN | Height Safety
11990 | LINK,ELECTRICAL BRIDGING. | 10 WAY BRIDGING LINK;FOR 5.2 MM TERMINAL BLOCK;SUIT TERMINAL BLOCK (STOCK CODE 11988);PACK OF 1; | Hardware & Tools
25393 | LINK,ELECTRICAL BRIDGING. | BRIDGE, LV FUSED TEMPORARY BYPASS LOW VOLTAGE TEMPORARY FUSED BRIDGE; 80A INLINE FUSE INTALLER; ONLY FOR USE AS PER WP9435; | Hardware & Tools
22778 | LINK,ELECTRICAL BRIDGING. | ;600 MM LG X 50 SQ MM;COPPER CABLE W/- A NON CONDUCTIVE HAND CLAMPS AT EACH END TO SUIT 6-21 MM AL & CU BARE CONDUCTOR | Misc Non-Contract Items
18930 | LINK,ELECTRICAL BRIDGING. | COPPER BUSBAR PARALLELING LINK;FOR USE ON LV SWITCHBOARDS WITH ABB TYPE SWITCH FUSE UNITS;C/W PROTECTIVE SHROUDS;WEBER V-BKABB;PACK OF 1,PACK WEIGHT3.0 KG; | Fuses
16334 | LINK,ELECTRICAL BRIDGING. | BI-POLE;TO SUIT KLIPPON SAKCIO TERMINAL BLOCK,FOR INTER-BLOCK BRIDGING | Hardware & Tools
13930 | LINK,ELECTRICAL BRIDGING. | 2 WAY BRIDGING LINK;TO SUIT TERMINAL BLOCK (KLIPPON SAKG32);PACK OF 5 OR 10; | Hardware & Tools
4523 | LINK,ELECTRICAL DISCONNECT | BAR;660 V,630 AMP;DIN 3 SIZE FITTED WITH INSULATED GRIPPING LUGS; FOR U/W FUSE SWITCH COMBINATIONS;PACK OF 1; | Hardware & Tools
23884 | LINK,ELECTRICAL DISCONNECT | 415 V;400 AMP;DISCONNECT LINK FOR USE WITH SICAME 4 WAY DB (6584); | Hardware & Tools
15849 | LINK,ELECTRICAL DISCONNECT | 415 V;400 AMP;BLADE TYPE FITTED WITH DIN SIZE 2 CORROSION RESISTANT ADAPTING FEET;PHASE ISOLATING BLADE FOR STOCK CODES 15779 & 15780;PACK OF 50,PACK | Hardware & Tools
16865 | LINK,ELECTRICAL DISCONNECT | 415 V;250 AMP;BLADE TYPE FITTED WITH DIN SIZE 1 CORROSION RESISTANT ADAPTING FEET;ISOLATING BLADES FOR STOCK CODE 16861; | Hardware & Tools
17424 | LINK,EXTENSION | GALV;392 MM LG X 10 MM DIA;USED IN THE INSTALLATION OF FIBRE OPTIC CABLE;PACK OF 20,PACK WEIGHT 16 KG; | O/Head Line
19172 | LINK,EXTENSION | SINGLE PLATE EXTENSION LINK;160 KN MIN FAILING;500 MM HOLE CENTRES TONGUE- TONGUE; | O/Head Line
13023 | LINK,FUSEHOLDER BRIDGING. | 20 AMP;FLAT COPPER HC;60 MM LG,12.5 MM W ,1.5 MM THK (NOM SIZE);SUITABLY SHAPED TO FIT A GEC SC32 CLIP-IN TYPE FUSEHOLDER;PACK OF 1;SUIT FUSEHOLDERS | Hardware & Tools
13024 | LINK,FUSEHOLDER BRIDGING. | 32 AMP;FLAT COPPER HDHC;85 MM LG,8 MM W, 2 MM THK (NOM SIZE);SUITABLE FOR FITTING TO A GEC RS32 FUSEHOLDER;2 X 5 MM DIA HOLES DRILLED 73 MM CENTRES;PACK SIZE 1 | Hardware & Tools
13026 | LINK,FUSEHOLDER BRIDGING. | 100 AMP;FLAT COPPER HDHC;111 MM LG,19 MM W,1.5 MM THK (NOM SIZE);SUITABLE FOR FITTING A GEC RS100 FUSEHOLDER;2 X 7 MM DIA HOLES DRILLED 94 MM CENTRES;SUIT | Hardware & Tools
22777 | LINK,INLINE | LOW VOLTAGE;INLINE LINK SWITCH;C/W 1.6T TURNBUCKLE;W/- RACHET SPANNER & CLEVIS THIMBLE AT EACH END;RATED AT 680 V/600 AMP;TO BE LABELLED & BARCODED AS PER | Hardware & Tools
23897 | LINK,INLINE | Temp 11kV, 600A Continous, Flathooks, Single Unit, c/w Arc Chute | Hardware & Tools
23914 | LINK,INLINE | Temp 11kV, 600A Continous, Full assembly Flathooks, Ratchet Turnbuckle, Clevis & Shackles, w/o Arc Chute | Hardware & Tools
23930 | LINK,INLINE | Ferrule Lead, 1.2m Clear Cu Braid Cable, 360A Cont Rated, Screw Ferrule for Duckbill Clamp to HD Dbl Bolt Palm Lug End Fitting, Dual Thick-walled Clear | Hardware & Tools
2499325 | LINK,INLINE | Replacement, HV Temporary Link, Arc Chute Assembly for Chance In-Line Switch c/w Load Break | Live Line Equipment
23941 | LINK,INLINE | Temp 11kV, 600A Continous, Flathooks, Link Only, w/o Arc Chute, Hardware or Turnbuckle | Hardware & Tools
23917 | LINK,INLINE | Stalk Lead, 1.2m Clear Cu Braid Cable, 360A Cont Rated, Tinned Cu 120mm2 Stalk Lug to HD Dbl Bolt Palm Lug End Fitting, Dual Thick-walled Clear Heatshrink/ | Hardware & Tools
23922 | LINK,INLINE | Temp 11kV, 600A Continous, Full Assembly w/o Leads, c/w Arc Chute & Customised Wooden Box, Set of 3 | Hardware & Tools
23903 | LINK,INLINE | Duckbill Lead, 1.2m Clear Cu Braid Cable 360A Cont Rated, Chance Duckbill to HD Dbl Bolt Palm Lug End Fitting, Dual Thick-walled Clear Heatshrink/Stress | Hardware & Tools
18471 | LINK,INSULATING | FOR 33 KV AIR BREAK SWITCH DOWNROD;JOINS 32 NB GALV STEEL PIPE;C/W 2 X 60 MM M12 S/STEEL BOLTS & NYLOC NUTS;PACK OF 50, PALLET WEIGHT 36 KG; | Line Support Equip
25128 | LINK,INSULATING | Fuse Bypass Link, Convert NGK Low Voltage Fused Isolators (LVFI) up to 800A (500kVA) 210 x 30 x 6mm, 4 Bolt Holes | Galv Products
20231 | LINK,NON CONDUCTIVE | PVC;16.7 MM OD;LT DUTY CONDUIT;35 MM LG; BLANK USED WITH 45 AMP FUSE BASES;U/W SC04439; | Conduit & Fittings
22712 | LINK,PLUG-IN | FBS;10-5;10 WAY LINK BAR;FOR PHOENIX CONTACT TERMINAL BLOCKS;3205022, 3205019,3206487,3205226;PACK OF 10;FOR TELECOMMUNICATIONS WORK; | Hardware & Tools
22714 | LINK,PLUG-IN | FBS;3-5;3 WAY LINK BAR;FOR PHOENIX CONTACT TERMINAL BLOCKS;3205022,3205019, 3206487,3205226;PACK OF 50;FOR TELECOMMUNICATIONS WORK; | Hardware & Tools
22713 | LINK,PLUG-IN | FBS;5-5;5 WAY LINK BAR;FOR PHOENIX CONTACT TERMINAL BLOCK;3205022,3205019, 3206487,3205226;PACK OF 50;FOR TELECOMMUNICATIONS WORK; | Hardware & Tools
22543 | LINK,SOLID | JEAN MULLER LINK SOLID;1250 AMP;HYLEC/ JEAN MULLER PART NO. N8387610; "JEAN MULLER"; | Misc Non-Contract Items
23887 | LINK,STRESS | Replacement Stress Link, for Lugall Webbing Strap Serial Hoists, Silver | Hardware & Tools
18038 | LINK,TENSION | SINGLE PLATE LINK;120 KN MIN FAILING; 500 MM HOLE CENTRES;TONGUE-TONGUE; (ALSO U/W 70 KN FITTINGS);PACK OF 5; | Forged Fittings
19488 | LINK,TENSION | SAG LINK TENSION;160 KN MIN FAILING LOAD;702 MM-1075 ADJ RANGE;CF BOLTS,NUTS & SPLIT PINS,TONGUE-CLEVIS ARRANGEMENT; | O/Head Line
21384 | LINK,TENSION | SAG LINK;120 KN;SUIT 120 KN LONG ROD ASSEMBLY;556 MM - 974 MM EXT;CLEVIS- TONGUE ATTACHMENT;M18 ATTACHMENT HOLE,16 MM CLASS 8.8 BOLT/NUTS; | O/Head Line
21385 | LINK,TENSION | SAG LINK;160 KN;SUIT 160 KN LONG ROD ASSEMBLY;535 MM - 735 MM EXT;CLEVIS- TONGUE ATTACHMENT;M22 ATTACHMENT HOLE,20 MM CLASS 8.8 BOLT/NUTS; | Line Hardware
25064 | LINK,TENSION | LINK PLATE; 160KN MIN FAILING; 100MM HOLE CENTRES; TONGUE-TONGUE; | O/Head Line
3872 | LINSEED OIL,RAW. | RAW;1 L BOTTLE;BOX OF 6; | PPE, Hardware & Tools
14654 | LIPSTICK,ANTICHAP | BLISTEX ULTRA;INTENSIVE PROTECTION FROM SUN, WIND & COLD;MOISTURISES DRY CHAPPED LIPS;SPF 50+ BROAD SPECTRUM, VERY HIGH PROTECTION; | PPE, Hardware & Tools
2472116 | LIPSTICK,ANTICHAP | EGO Sunsense Lip Balm; 15g; SPF50+ 4hr water resistant; Contains Oxybenzone | PPE, Hardware & Tools
2427987 | LOAD CELL | Transducer, Tech LBC Series 500, LoadCell Button c/w Hand Held Load Meter HH4-WT-5C Display & Plug, LoadCell to be supplied with NATA Certified Calibration | Hardware & Tools
21973 | LOAD,CONTROL DEVICE | SWIMMING POOL PUMP;LOAD CONTROL DEVICE ;COOL CHANGE 2 PROGRAM;PACK OF 1,PACK WEIGHT 1 KG; | Misc Non-Contract Items
25398 | LOCATOR | Cable Locator, RD8200 Receiver, TX10 Transmitter, Direct Connect Leads, 100mm Clamp, c/w Carry Bag | Electrical Test & Accsry Equip
3176 | LOCK BODY. | NIGHT-LATCH,W/O CYLINDER; LOCKWOOD TYPE 201 OR SIMILAR);U/W STOCK CODE 13050;PACK SIZE 20,PACK WEIGHT 8.4 KG; | General Hardware
19651 | LOCK BODY. | GENERAL PURPOSE STREAMLOCK DEADBOLT; LOCKWOOD TYPE 213 (NO CYLINDER);SATIN CROME;ZINC ALLOY;92 MM W;64 MM H;43 MM PROJECTION;PACK OF 20,PACK WEIGHT 9.1 KG | General Hardware
16590 | LOCK,CALIPER | GALVABOND;USED FOR LOCKING BUS SHUTTERS ON INDOOR SWITCHGEAR;SHELF LIFE 5 YEARS IF STORED IN THEIR INDIVIDUAL PLASTIC PACKAGING AND NOT EXPOSED TO MOISTURE; | Line Support Equip
104450 | LOCKING ASSEMBLY | Locking Dog | Hardware & Tools
2497642 | LOCKNUT | Replacement Part, Lock Nut, Quick Release, for Milwaukee 125mm Battery Grinder | Tools & Equipment
20796 | LOCKOUT DEVICE | Universal Circuit Breaker Lockout Device u/w LV CB Lock off, Pack of 1 | Hardware & Tools
21191 | LOCKOUT DEVICE | NHP DIN-T Lockdog, LV Lockout Device, 2 per Pack | Hardware & Tools
24179 | LOCKOUT DEVICE | Lock, Handle & Hasp, 3 Point Locking System, c/w S/Steel Rods, S/Steel Handle S/Steel Lock & Hasp, for Padmount Transformers (Rect & Sq) | Distribution Transformers
2471258 | LOCKOUT DEVICE | Recloser Locking Device, N-Series ACR Trip Lever Inhibitor, 4mm 304 2b S/Steel Welded Assy, Natural Finish | Stainless Steel
20886 | LOCKOUT DEVICE | Merlin Gerin, LV Locking Device, Pack of 1 | Hardware & Tools
2455095 | LOCKOUT KIT,PORTABLE | Electrical Lockout Kit, Large, suit a range of Tag & Lockout applications in the workplace | Hardware & Tools
22386 | LOSS OF SUPPLY MONITOR. | RJ45;CONNECTOR FOR MK10 METER; | Meters
14887 | LOUVRE,FLOODLIGHT. | CONCENTRIC TYPE;CLIP OR SCREW MTG;STEEL; PAINTED BLACK;ANTI GLARE SHIELD,FOR USE WITH WATCHMAN FLOODLIGHT STOCK CODE 13967; | Galv Products
2489417 | LOUVRE,LIGHT | StreetLED3, for Reduced Road Reserve Width, suits StreetLED MkIII | Street Lights
2496685 | LOUVRE,LIGHT | StreetLED2, for Reduced Road Reserve Width, suits StreetLED MkII | Street Lights
17557 | LUBRICANT | AQUEOUS LUBRICANT;POLYETHENE GLYCOL & NON-IONIC SURFACTANT;GREEN COLOUR;APPLY TO CABLE SHEATH;U/W STOCK CODE 17556 (RAYFLATE,DUCT SEALING SYSTEM); | Misc Non-Contract Items
2459170 | LUBRICANT | CRC CO CONTACT CLEANER SPRAY CAN; NECESSARY FOR CLEANING ELECTRICAL PARTS; 350g CAN | PPE, Hardware & Tools
23823 | LUBRICANT | CRC 808 Silicone Multi-Service Spray, 330g Aerosol, for Lubricating Fibreglass Booms on EWPS | PPE, Hardware & Tools
32905 | LUBRICANT | Maxi-Lube Silicone Compound Grease, 500g | General Hardware
23019 | LUBRICANT | MECHANISM LUBRICANT OIL;MAGNA GC 32; MACHINE TOOL SLIDEWAY LUBRICANT; 20L DRUM; | Misc Non-Contract Items
23017 | LUBRICANT | SILICONE LUBRICANT;SPRAY SILICONE ROCOL SL;250 G;SUITABLE FOR USE WITH DIES; ROLLS;PRESSES;SLIDES;SMALL CAMS; | General Hardware
21513 | LUBRICANT | SILICON BASED LUBRICANT;FOR APPLICATION TO ABB 11 KV INLINE BOOTS AT TERMINATION OF 11 KV CABLE AT ABB SAFELINK SWITCHGEAR;LUBRICANT IN SML PLASTIC | Misc Non-Contract Items
18219 | LUBRICANT | Lanotec, HD Lanolin, 300g Aerosol, Light Brown Liquid, Water Proofing Preservative, Lubricant & Anti-Corrosion Agent, Do Not use on Locks, Pack of 12 | Hardware & Tools
21192 | LUBRICANT | ADHESIVE GREASE;CRC TAC 2;LUBRICANT; 300 G AEROSOL CAN; | PPE, Hardware & Tools
15791 | LUBRICANT,CABLE PULLING | POLYMERGLYCOL BASED WATER LUBRICANT; GREEN;IN 10 LITRE RE-SEALABLE PLASTIC BUCKET;HAND APPLIABLE GEL,SAFE FOR USE ON ALL CABLE SHEATHS,USE AT A RATE OF 1 | Hardware & Tools
19181 | LUBRICANT,CABLE PULLING | BIODEGRADABLE CABLE & ROPE LUBRICANT; 4 L; | Misc Non-Contract Items
23020 | LUBRICANT,DRY | Lubricating Powder, Graphite, Puffer Pack with Nossle, Keyholes, Pack of 30, Protects locks against sticking | General Hardware
10964 | LUBRICATING GUN,HAND | Flexible Hose & Fitting, One Hand Operation, suit Bulk or Cartridge Grease | PPE, Hardware & Tools
3772 | LUBRICATING OIL | INOX-MX3 Lubricant, Anti-Corrosion, Anti-Moisture Penetrating Oil, 100g Aerosol, Protects locks against sticking | PPE, Hardware & Tools
3876 | LUBRICATING OIL,ENGINE | PETROL & DIESEL ENGINE OIL;15W/40; 205 L DRUM; | Hardware & Tools
3881 | LUBRICATING OIL,ENGINE | TWO STROKE OIL;4 L PLASTIC BOTTLE, 4 X 4 L CARTON;SUITS ALL TWO STROKE ENGINES;NOT TO BE USED WITH CHAINSAWS; | Hardware & Tools
25351 | LUBRICATING OIL,ENGINE | DIESEL MOTOR OIL, CASTROL, VECTON LD SAE 10W-40; LS, 5 L BOTTLE, 3 PER CARTON SYNTHETIC OIL FOR SHELLBY SCANIA ONLY TOP UP OIL FOR GENERATOR SERVICES; | Hardware & Tools
23377 | LUBRICATING OIL,ENGINE | CHAINSAW 2 STROKE OIL; 1 LITRE 2 STROKE OIL FOR AIR-COOLED TWO STROKE ENGINES; SPECIFIC OIL FOR USE ON STIHL CHAINSAWS; FUEL/OIL RATIO 50:1: | Hardware & Tools
22007 | LUBRICATING OIL,ENGINE | DIESEL MOTOR OIL;VALVOLINE PREMIUM BLUE; SAE 15W/40;5 L BOTTLE,4 PER CARTON;TOP UP OIL;FOR GENERATOR SERVICES | Hardware & Tools
21301 | LUBRICATING OIL,GEAR | GEAR OIL;20 L DRUM; | General Hardware
21302 | LUBRICATING OIL,GEAR | ISO 150 Grade Gear Oil, 20L Drum | General Hardware
3868 | LUBRICATING OIL,GENERAL PURPOSE | Household, 120ml Bottle (WD40) 3 in 1, Carton of 12 | Hardware & Tools
14787 | LUBRICATING OIL,GENERAL PURPOSE | LT Gde, 4L Plastic Bottle, 4 per Pack, for Chainsaws fitted w/Automatic Oilers | Hardware & Tools
3869 | LUBRICATING OIL,HYDRAULIC | ISO VG 46, Mineral Base Hydraulic Fluid, General Purpose, 205L Drum | General Hardware
23782 | LUBRICATING OIL,HYDRAULIC | Gde 68 (Bulk), Mineral Base Hydraulic Fluid, Oil to be pumped into Bulk Tank at Geebung Plant Workshop | General Hardware
25477 | LUBRICATING OIL,HYDRAULIC | Hyspin Gde AWS 32, Mineral Base Hydraulic Fluid, 205L Drum | General Hardware
21282 | LUBRICATING OIL,HYDRAULIC | Gde 46 (Bulk), Mineral Base Hydraulic Fluid, Oil to be pumped into Bulk Tank at Geebung Plant Workshop | General Hardware
21349 | LUBRICATING OIL,HYDRAULIC | ISO VG 68, Mineral Base Hydraulic Fluid, General Purpose, 205L Drum | General Hardware
21291 | LUBRICATING OIL,HYDRAULIC | ISO VG 22, Mineral Base Hydraulic Fluid, General Purpose, 205L Drum | General Hardware
19463 | MAGNET | RARE EARTH;20 MM DIA X 10 MM THK; MAGNET FOR LINE FAULT INDICATORS (LFI); | PPE, Hardware & Tools
2473080 | MAGNET | Blank, Small, 150 x 90 x 0.8mm, White | Signs
2473072 | MAGNET | Blank, Large, 480 x 230 x 0.8mm, White | Signs
24293 | MAINTENANCE KIT,ELECTRONIC EQUIPMENT | Phase Identification Kit c/w 2 x Phase Id Non-Contact Receivers, 1 x Phase Id Transmitter & Accessory Lead Set, in Carry Bag, for LV use only | Electrical Test & Accsry Equip
6665 | MANHOLE TOP ASSEMBLY | Footpath Access, Single Cover, Class B, 762mm2 Clear Opening, 1mm Concrete Filled Shim, Cast Iron, Rigid Frame, 80kN Load Capacity, AS3996 | U/G Pits & Pillars
19613 | MANHOLE TOP ASSEMBLY | Footpath Access, Lite Lift 2 Part Cover, Class B, 750 x 1245mm Clear Opening, Unfilled Black Ductile Iron, Modified Frame, 80kN Load Capacity, 50mm Timber | U/G Pits & Pillars
19615 | MANHOLE TOP ASSEMBLY | Roadway Access, Lite Lift 2 Part Cover, Class D, 750 x 1270mm Clear Opening, Unfilled Black Ductile Iron, Modified Frame, 210kN Load Capacity, 50mm Timber | U/G Pits & Pillars
2486546 | MANHOLE TOP ASSEMBLY | Footpath Access, Explosion Mitigation, 2 Single Cover, Class B, 750 x 750mm Clr Opening, S/Steel Mesh & Frame, 80kN Load Capacity, 50mm marked with ELECTRICITY | U/G Pits & Pillars
2485761 | MANHOLE TOP ASSEMBLY | Footpath Access, Explosion Mitigation, Vented Cover, Class B, 750 x 750mm Clr Opening, Unfilled Black Ductile Iron & Frame, 80kN Load Capacity, Marked with | U/G Pits & Pillars
2483337 | MANHOLE TOP ASSEMBLY | Footpath Access, Explosion Mitigation, 2 Part Cover, Class B, 750 x 1245mm Clr Opening, S/Steel Mesh & Frame, 80kN Load Capacity, 50mm marked with ELECTRICITY | U/G Pits & Pillars
2483154 | MANHOLE TOP ASSEMBLY | Footpath Access, Explosion Mitigation, 2 Part Cover, Class B, 750x1245mm Clear Opening, Unfilled Black Ductile Iron & Frame, 80kN Load Capacity, 50mm Timber | U/G Pits & Pillars
19614 | MANHOLE TOP ASSEMBLY | Roadway Access, Lite Lift Single Cover, Class D, 750mm2 Clear Opening, Unfilled Black Ductile Iron, Rigid Frame, 210kN Load Capacity, 50mm Timber | U/G Pits & Pillars
19612 | MANHOLE TOP ASSEMBLY | Footpath Access, Lite Lift Single Cover, Class B, 750mm2 Clear Opening, Unfilled Black Ductile Iron, Rigid Frame, 80kN Load Capacity, 50mm Timber | U/G Pits & Pillars
18590 | MANHOLE TOP ASSEMBLY | Footpath Access, 2 Part Cover, Class B, 750 x 1245mm Clear Opening, 1mm Concrete Filled Shim, Ductile Iron, Rigid Frame, 80kN Load Capacity, AS3996, 5 per Pallet | U/G Pits & Pillars
18588 | MANHOLE TOP ASSEMBLY | Footpath Access, Single Cover, Class B, 750mm2 Clear Opening, 1mm Concrete Filled Shim, Ductile Iron, Rigid Frame, 80kN Load Capacity, AS3996, 5 per Pallet | U/G Pits & Pillars
15167 | MANHOLE TOP ASSEMBLY | Footpath Access, 2 Part Cover, Class B, 762 x 1264mm Clear Opening, 1mm Concrete Filled Shim, Cast Iron, Rigid Frame, 80kN Load Capacity, AS3996 | U/G Pits & Pillars
2471977 | MARKER | Bundle Box Indicator, Black c/w Reflective Tape, Acrylic UV Stable, for LV Tie Point Identification (scm) | O/Head Line
2472009 | MARKER | Bundle Box Indicator, Blue, Acrylic UV Stable, 160A Engraved, for Fuse Size Identification (scm) | O/Head Line
2472025 | MARKER | Bundle Box Indicator, Yellow, Acrylic UV Stable, 250A Engraved, for Fuse Size Identification (scm) | O/Head Line
2472033 | MARKER | Bundle Box Indicator, Orange, Acrylic UV Stable, 315A Engraved, for Fuse Size Identification (scm) | O/Head Line
2472017 | MARKER | Bundle Box Indicator, Green, Acrylic UV Stable, 200A Engraved, for Fuse Size Identification (scm) | O/Head Line
2471993 | MARKER | Bundle Box Indicator, Grey, Acrylic UV Stable, 125A Engraved, for Fuse Size Identification (scm) | O/Head Line
2471985 | MARKER | Bundle Box Indicator, White, Acrylic UV Stable, 100A Engraved, for Fuse Size Identification (scm) | O/Head Line
23314 | MARKER KIT,CABLE | CABLE MARKERS 1-10; COMPATIBLE WITH G RAIL AND DIN RAIL COMPONENTS; | Misc Non-Contract Items
23315 | MARKER KIT,CABLE | CABLE MARKERS 11-20; COMPATIBLE COMPONENTS G RAIL & DIN RAIL; | Misc Non-Contract Items
21451 | MARKER STRIP | Type ZB8, Number 31 to 40, Vertical, White, suit Terminal Block 8.2mm W, Pack of 10 | Hardware & Tools
21456 | MARKER STRIP | Type ZB10, Number 31 to 40, Vertical, White, suit Terminal Block 10.2mm W, Pack of 10 | Hardware & Tools
21448 | MARKER STRIP | Type ZB8, Number 1 to 10, Vertical, White, suit Terminal Block 8.2mm W, Pack of 10 | Hardware & Tools
2497055 | MARKER STRIP | Type ZB8, Number 61 to 70, Vertical, White, suit Terminal Block 8.2mm W, Pack of 10 | Hardware & Tools
2497048 | MARKER STRIP | Type ZB8, Number 51 to 60, Vertical, White, suit Terminal Block 8.2mm W, Pack of 10 | Hardware & Tools
21450 | MARKER STRIP | Type ZB8, Number 21 to 30, Vertical, White, suit Terminal Block 8.2mm W, Pack of 10 | Hardware & Tools
21449 | MARKER STRIP | Type ZB8, Number 11 to 20, Vertical, White, suit Terminal Block 8.2mm W, Pack of 10 | Hardware & Tools
21457 | MARKER STRIP | Type ZB10, Number 41 to 50, Vertical, White, suit Terminal Block 10.2mm W, Pack of 10 | Hardware & Tools
21455 | MARKER STRIP | Type ZB10, Number 21 to 30, Vertical, White, suit Terminal Block 10.2mm W, Pack of 10 | Hardware & Tools
21452 | MARKER STRIP | Type ZB8, Number 41 to 50, Vertical, White, suit Terminal Block 8.2mm W, Pack of 10 | Hardware & Tools
21453 | MARKER STRIP | Type ZB10, Number 1 to 10, Vertical, White, suit Terminal Block 10.2mm W, Pack of 10 | Hardware & Tools
21454 | MARKER STRIP | Type ZB10, Number 11 to 20, Vertical, White, suit Terminal Block 10.2mm W, Pack of 10 | Hardware & Tools
4264 | MARKER,IDENTIFICATION | PAPER;39 MM H,44 MM W;BLACK ON WHITE; NUMBER 1;SELF ADHESIVE,PAPER BACKED; PACK OF 50; | Signs
4268 | MARKER,IDENTIFICATION | PAPER;39 MM H,44 MM W;BLACK ON WHITE; NUMBER 5;SELF ADHESIVE,PAPER BACKED; PACK OF 50; | Signs
4270 | MARKER,IDENTIFICATION | PAPER;39 MM H,44 MM W;BLACK ON WHITE; NUMBER 8;SELF ADHESIVE,PAPER BACKED PACK OF 100,PACK WEIGHT 1.0 KG; | Signs
15826 | MARKER,IDENTIFICATION | VINYL;25 MM HIGH NUMBERING,40 MM SQ BACKGROUND;BLACK PRINT ON WHITE RETROREFLECTIVE BACKGROUND;NUMBER 7; PRESSURE SENSITIVE;AS1744 SERIES C;PACK | Signs
15825 | MARKER,IDENTIFICATION | VINYL;25 MM HIGH NUMBERING,40 MM SQ BACKGROUND;BLACK PRINT ON WHITE RETROREFLECTIVE BACKGROUND;NUMBER 6 OR 9;PRESSURE SENSITIVE;AS1744 SERIES C; | Signs
15824 | MARKER,IDENTIFICATION | VINYL;25 MM HIGH NUMBERING,40 SQ MM BACKGROUND;BLACK PRINT ON WHITE RETROREFLECTIVE BACKGROUND;NUMBER 5; PRESSURE SENSITIVE;AS1744 SERIES C;PACK | Signs
15823 | MARKER,IDENTIFICATION | VINYL;25 MM HIGH NUMBERING,40 MM SQ BACKGROUND;BLACK PRINT ON WHITE RETROREFLECTIVE BACKGROUND;NUMBER 4; PRESSURE SENSITIVE;AS1744 SERIES C;PACK | Signs
15822 | MARKER,IDENTIFICATION | VINYL;25 MM HIGH NUMBERING,40 MM SQ BACKGROUND;BLACK PRINT ON WHITE RETROREFLECTIVE BACKGROUND;NUMBER 3; PRESSURE SENSITIVE;AS1744 SERIES C;PACK | Signs
15821 | MARKER,IDENTIFICATION | VINYL;25 MM HIGH NUMBERING,40 MM SQ BACKGROUND;BLACK PRINT ON WHITE RETROREFLECTIVE BACKGROUND;NUMBER 2; PRESSURE SENSITIVE;AS1744 SERIES C;PACK | Signs
15820 | MARKER,IDENTIFICATION | VINYL;25 MM HIGH NUMBERING,40 MM SQ BACKGROUND;BLACK PRINT ON WHITE RETROREFLECTIVE BACKGROUND;NUMBER 1; PRESSURE SENSITIVE;AS1744 SERIES C;PACK | Signs
15819 | MARKER,IDENTIFICATION | VINYL;25 MM HIGH NUMBERING,40 MM SQ BACKGROUND;BLACK PRINT ON WHITE RETROREFLECTIVE BACKGROUND;NUMBER 0; PRESSURE SENSITIVE;AS1744 SERIES C;PACK | Signs
4272 | MARKER,IDENTIFICATION | PAPER;39 MM H,44 MM W;BLACK ON WHITE; NUMBER 0;SELF ADHESIVE,PAPER BACKED; PACK OF 200,PACK WEIGHT 1.0 KG; | Signs
2481604 | MARKER,IDENTIFICATION | Pressure Sensitive Vinyl, 40 x 38mm, Legend "LP21 3K"" 20 x 6.5mm, Black Text on White B/Ground, Sht of 40 | Signs
2479053 | MARKER,IDENTIFICATION | Pressure Sensitive Vinyl, 40 x 38mm, Legend "LP21" 20 x 6.5mm, Black Text on White B/Ground, Sht of 40 | Signs
2479046 | MARKER,IDENTIFICATION | Pressure Sensitive Vinyl, 40 x 38mm, Legend "LP35 3K" 20 x 6.5mm, Black Text on White B/Ground, Sht of 40 | Signs
2479038 | MARKER,IDENTIFICATION | Pressure Sensitive Vinyl, 40 x 38mm, Legend "LP35" 20 x 6.5mm, Black Text on White B/Ground, Sht of 40 | Signs
15978 | MARKER,IDENTIFICATION | Pressure Sensitive Vinyl, 190 x 40mm, Legend "METERED" 20mm H, Black Text on White Retroreflective B/Ground, AS1744 | Signs
15831 | MARKER,IDENTIFICATION | VINYL;25 MM HIGH LETTERING,40 MM SQ BACKGROUND;BLACK PRINT ON WHITE RETROREFLECTIVE BACKGROUND;LETTER W; PRESSURE SENSITIVE;AS1744 SERIES C;PACK | Signs
15830 | MARKER,IDENTIFICATION | VINYL;25 MM HIGH LETTERING,40 MM SQ BACKGROUND;BLACK PRINT ON WHITE RETROREFLECTIVE BACKGROUND;LETTER L; PRESSURE SENSITIVE;AS1744 SERIES C;PACK | Signs
15829 | MARKER,IDENTIFICATION | VINYL;25 MM HIGH LETTERING,40 MM SQ BACKGROUND;BLACK PRINT ON WHITE RETROREFLECTIVE BACKGROUND;LETTER P; PRESSURE SENSITIVE;AS1744 SERIES C;PACK | Signs
15827 | MARKER,IDENTIFICATION | VINYL;25 MM HIGH NUMBERING,40 MM SQ BACKGROUND;BLACK PRINT ON WHITE RETROREFLECTIVE BACKGROUND;NUMBER 8; PRESSURE SENSITIVE;AS1744 SERIES C;PACK | Signs
4271 | MARKER,IDENTIFICATION | PAPER;39 MM H,44 MM W;BLACK ON WHITE; NUMBER 6 OR 9;SELF ADHESIVE,PAPER BACKED;PACK OF 50; | Signs
4269 | MARKER,IDENTIFICATION | PAPER;39 MM H,44 MM W;BLACK ON WHITE; NUMBER 7;SELF ADHESIVE,PAPER BACKED; PACK OF 50; | Signs
4267 | MARKER,IDENTIFICATION | PAPER;39 MM H,44 MM W;BLACK ON WHITE; NUMBER 4;SELF ADHESIVE,PAPER BACKED; PACK OF 50; | Signs
4265 | MARKER,IDENTIFICATION | PAPER;39 MM H,44 MM W;BLACK ON WHITE; NUMBER 2;SELF ADHESIVE,PAPER BACKED; BUNDLE OF 100,PACK WEIGHT 1.0 KG; | Signs
4266 | MARKER,IDENTIFICATION | PAPER;39 MM H,44 MM W;BLACK ON WHITE; NUMBER 3;SELF ADHESIVE,PAPER BACKED; BUNDLE OF 100,PACK WEIGHT 1.0 KG; | Signs
2479285 | MARKER,LOCATION | Pillar Warning Pole, 1.32m Lg, 32mm Dia, PVC, Hi-Vis, Temporarily replaces Pillar D-Bolt, Rotates Freely with Pin Removed, for visual warning of overgrown Pillar | U/G Pits & Pillars
15168 | MARKER,LOCATION,INDUCTIVE | 100 MM NOM DIA;SPHERICAL;RED;HIGH DENSITY POLYETHYLENE;2.2 KG;GLYCOL FILLED;RANGE-1.2 M,RESONANT FREQUENCY- 169.8 KHZ;PACK OF 1;USED AS AN AID | Hardware & Tools
15833 | MARKER,TAPE | Low density polyethelene; Yellow; 65um x 75mm wide x 250 m roll; To be used in conjunction with SC15834 for delineation of poles delivered to peg point; | Signs
22862 | MARKER,TAPE | RED & WHITE;76 MM W X 0.05 MM THK; PRINTED DANGER-NO GO AREA;150 M ROLL; FOR WP1205 WORKSITE ENVIRONMENT; | Signs
4187 | MARKER,TRAFFIC | PLASTICS;RED-ORANGE;CONE SHAPED; 450 MM H;COMPLETE WITH 150 MM REFLEXITE REFLECTVE BAND, | Signs
24708 | MARKER,TRAFFIC | PLASTIC "T" TOP; STACKABLE; CONE BOLLARD ORANGE AND WHITE; HIGH VISIBLE; BASE 400MMX400MMX220MM; 1150MM TALL; WEIGHT 6KG; | Signs
19687 | MARKER,TRAFFIC | ABS PLASTIC;ORANGE;CONE SHAPED;900 MM H; C/W 250 MM REFLECTIVE COLLAR | Signs
4184 | MARKER,UNDERGROUND ELECTRIC CABLE. | ENERGEX ELECTRIC CABLE;CAST ALUMINIUM; 275 MM SQ;SUITABLE FOR KEYING TO POURED CONCRETE;PACK OF 10,PACK WEIGHT 20 KG; | Signs
24716 | MARKER,UNDERGROUND ELECTRIC CABLE. | ENERGEX 33KV ASSETS SHALLOW DEPTH CAST ALUMINIUM; 275 SQ SUITABLE FOR KEYING INTO CAST CONCRETE ENGRAVED AS PRE DRAWING UDS-001 ITEM 3 | Signs
24717 | MARKER,UNDERGROUND ELECTRIC CABLE. | ENERGEX 11KV ASSETS SHALLOW DEPTH CAST ALUMINIUM; 275 SQ SUITABLE FOR KEYING INTO CAST CONCRETE ENGRAVED AS PRE DRAWING UDS-001 ITEM 4 | Signs
24715 | MARKER,UNDERGROUND ELECTRIC CABLE. | ENERGEX 11KV ASSETS LESS THAN 300MM COVER DEPTH; CAST ALUMINIUM; 275 SQ SUITABLE FOR KEYING INTO CAST CONCRETE ENGRAVED AS PRE DRAWING UDS-001 ITEM 2 | Signs
24714 | MARKER,UNDERGROUND ELECTRIC CABLE. | ENERGEX 33KV ASSETS LESS THAN 300MM COVER DEPTH; CAST ALUMINIUM; 275 SQ SUITABLE FOR KEYING INTO CAST CONCRETE ENGRAVED AS PRE DRAWING UDS-001 ITEM 1 | Signs
21703 | MARKER,WARNING | Lightweight White Vinyl Marker, 30cm2, c/w Green Reflector & Universal Snap Clamp, Used to Increase visibility of HV Lines, For Aerial Bases Operations | Signs
2499119 | MARKER,WARNING | Bulldog Traffic Cones, Lime Green, 450mm H, No Go Zone Cones c/w Red Reflective Strip, NOT TO BE USED FOR TRAFFIC DELINIATION | Signs
2473478 | MARKER,WARNING | Powerline Marker, Mini Size, 3D Vane, Red & White UV Stabilised Plastic c/w High-Vis Reflectors, Eye Ring Fitting, Bearing (scm) (SMALL) | Line Hardware
2490985 | MARKER,WARNING | Lightweight Orange Vinyl Marker, for use on 66kV or above, 30cm2, c/w Green Reflector & Universal SnapClamp, Used to Increase Visibility of HV Lines, For | Signs
21702 | MARKER,WARNING | Lightweight Orange Vinyl Marker, for use on 33kV or Lower, 30cm2,c/w Green Reflector & Universal SnapClamp, Used to Increase Visibility of HV Lines, for | Signs
16950 | MASK,AIR FILTERING | Type P2, Disposable Respirator, Valved, White, protects against Dust, Mist & Fumes | PPE, Hardware & Tools
2492791 | MASK,AIR FILTERING | Respirator Disposable P2 3030V Cupped Valved | PPE, Hardware & Tools
2492783 | MASK,AIR FILTERING | Respirators Disposable P2V Flat Fold Trident | PPE, Hardware & Tools
24927 | MASK,AIR FILTERING | Sunstroms SR200 Repository Protection Heavy Duty Use, Fulltime Exposure, Long Term Work in Areas Requiring High Protection LVLS, SSGIS Application Only | HS & PPE
21838 | MASK,AIR FILTERING | Disposable, Surgical Cup Type Mask, KN95, for Influenza Strain Type Symptoms | PPE, Hardware & Tools
16951 | MASK,AIR FILTERING | DISPOSABLE BLACK CNP2CV;CARBON CONTENT PROTECTS AGAINST UNPLEASANT DIESEL SMOKE & SEWERAGE ODOURS;PACK SIZE = 15; REFER MSDS FOR CORRECT PROTECTION FROM | PPE, Hardware & Tools
24809 | MASK,AIR FILTERING | HOSE ONLY FOR FLOWHOOD T2 PART REPLACMENT OF SC24778; POWERED AIR PURIFYING RESPIRATOR; NOT SUITABLE FOR SUNDSTROM EQUIPMENT | Hardware & Tools
24926 | MASK,AIR FILTERING | SR295 - AMMONIA FILTER K2 HIGH CAPACITY; USED AGAINST AMMONIA VAPOUR; FILTER FITS INTO THE ATTACHMENT OF SUNDSTROMS HALF AND FULL FACE MASKS; | PPE, Hardware & Tools
2481034 | MASK,SURGICAL | Disposable, Surgical Blue/White Mask, 3 Ply, Horizontal Flat Fold, Box 50 | HS & PPE
19195 | MAT,INSULATING | LV Safety Matting, Class 0, 900 x 900mm, 6mm Thk, Dwg 28454-A3 for mat markings | PPE, Hardware & Tools
2430395 | MAT,LANDING | Access Ground Protection, Versadeck, 2000 x 1000 x 12mm, Checker Plate Pattern, Pattern on Top & Bottom, Yellow, Hand Grips on Each Side | Tools & Equipment
2653 | MATTOCK HEAD | Mattock Head including Timber handle, 430 x 90mm Heavy Duty Carbon Steel Head; County Timber Mattock Cutter End; | PPE, Hardware & Tools
2477404 | MEMORY,PORTABLE | MD303 Flash Storage, 8GB-512GB | Substation Automated Systems
2488203 | MEMORY,PORTABLE | NVMe PCIex4, 250GB, SSD M.2 2280, Key M, for Intel NUC Rugged Chassis Element | Communications
2488153 | MEMORY,PORTABLE | WD Blue, 500GB, SATA SSD M.2 2280, Key M, for Intel NUC Rugged Chassis Element | Communications
2488146 | MEMORY,PORTABLE | WD Green, 480GB, SATA SSD M.2 2280, Key M, for Intel NUC Rugged Chassis Element | Communications
2488138 | MEMORY,PORTABLE | WD Green, 240GB, SATA SSD M.2 2280, Key M, for Intel NUC Rugged Chassis Element | Communications
15857 | MESH,BARRICADE | ORANGE;U.V. STABILISED HIGH DENSITY POLYETHELENE;1000 MM HIGH,25 M LG;TO BE USED IN CONJUNCTION WITH STOCK CODE 15630,REFER UCM 1/1;20 ROLLS PER PALLET, | Signs
18399 | MESH,BARRICADE | EXPANDED METAL MESH;ALUMINIUM;1200 MM LG ,2400 MM W;EXPAMET TYPE 07-10A; | Tools & Equipment
18279 | MESH,BARRICADE | EXPANDED METAL MESH;HOT DIPPED GALVANISED;2400 MM LG,1200 MM W;EXPAMET LV 16 HDG; | Tools & Equipment
2487254 | MESH,FIRE | Intumescent Fireproof Wrap, 0.9 x 15m Roll, for Wood Poles, for Bushfire Mitigation | O/Head Line
19304 | METER | Insulation & Continuity Test 10kV, Min of Cat III 600V | Hardware & Tools
24188 | METER | Load Unit, 100A CT, Min Cat III 600V, Input Leads 10A Fused Retractable Shrouds, Output Leads 16mm2 Cu Cable all Colour Coded & Double Insulated c/w | Electrical Test & Accsry Equip
2493690 | METER | V200HT Digital Cold Water Meter, 20mm, Taggle Byron, for Yurika Metering | Metering Delivery
2493625 | METER | H4000 Turbine Cold Water Meter, 80mm, for Yurika Metering | Metering Delivery
2493617 | METER | V100 Volumetric Cold Water Meter, 40mm, for Yurika Metering | Metering Delivery
2493609 | METER | V100 Volumetric Cold Water Meter, 20mm, for Yurika Metering | Metering Delivery
2493583 | METER | S110 Single-Jet Hot Water Meter, 15mm, c/w 1.5m Pulse Lead, for Yurika Metering | Metering Delivery
2457778 | METER | Phase Rotation, Non-contact, Insulated Crocodile Clips, Min of Cat III 600V, ETS RSE04 | Hardware & Tools
105003 | METER | Digital Earth Resistance Tester, LCD, IP67 Rated, 0-2000 OHM | Hardware & Tools
2418283 | METER | Load Unit, Whole Current c/w Pin Probe, Crocodile Clips & Shoulder Strap | Hardware & Tools
924188 | METER | REPAIR Load Unit, 100A CT, Min Cat III 600V, Input Leads 10A Fused Retractable Shrouds, Output Leads 16mm2 Cu Cable all Colour Coded & Double Insulated c/w | Electrical Test & Accsry Equip
22016 | METER | Clamp-On Type, True RMS AC 0-400V & 0-400mA DC, 0-30A, Max/Min Hold, Max Conductor 23mm Dia, Cat II 600V & Cat III 600V, 1m Lg Red/Blk Test Leads | Hardware & Tools
22604 | METER | Phase Rotation Indicator, AEMC Phase Rotation, Indicator with Magnet Option, 2.4m Red, White & Blue Fused Tested Leads with Probes, Crocodile Clips & | Hardware & Tools
24139 | METER | Phase Angle Meter, Model 597C, 50Hz, Accuracy 0.1Deg, Voltage Range 10V to 500V, DC Input Range 50mA to 50A | Electrical Test & Accsry Equip
24171 | METER | AFLC Meter, "DINGO", for Measuring Audio Frequency Signal Strength on Distribution Networks | Hardware & Tools
ACU100 | METER COMMUNICATION KIT | ED07EN Mk7C Atlas 2, 1 Element, 240V, 10-100A, Class 1, Bottom Connected c/w Integrated, Slave Config No Modem | Obsolete Items
25020 | METER,ENERGY | MK7A PAYGUARD; BOTTOM CONNECTED SINGLE ELEMENT 240V 10-100 A; LOAD PROFILING1 WITH COMMUNICATIONS INTERFACE; (TYPE 4 SMALL) METERING DYNAMICS; PROGRAM ID | Metering Delivery
19845 | METER,ENERGY | 3 PHASE;10-100 AMP,240 V,4 WIRE,CLASS 1.0;DIRECT CONNECTED;RS485 (4 WIRE) WITH SCREW TERMINALS;2 X 12 V INPUTS, 4 X 240 V BOSFET OUTPUTS; | Meters
18937 | METER,ENERGY | SEC REGN;CLASS 0.5;SOLID STATE PROGRAMMABLE;3 PHASE TRANSFORMER CONNECTED;NOMINAL 5 AMP;57-240 V;3 OR 4 WIRE;ORDERING CODE 2000-0600-111-H-J-240 | Meters
21884 | METER,ENERGY | PRIVATE METERING;NO PLANT NO REQUIRED; NO ENERGEX NAME PLATES;3 PHASE;5-20 AMP; 240 V,4 WIRE CLASS 1.0;CURRENT TRANSFMR CONNECTED,RS232 PORT,INTERNAL MODEM | Meters
24912 | METER,LOGGER | PIM CPU PRINTED CIRCUIT BOARD WITH LITHIUM BATTERY; BATTERY POWERED PIM CARD; | Meters
24060 | METER,LOGGER | METER,CURRENT AND VOLTAGE MEASURING; 125/250 Vdc pwr; 110V DC logic; 1A/5A-ph 1A/5A-resd; Flush Mount;EIA-232;EIA-485;100BASE-FX; | Protection Relay
23875 | METER,LOGGER | ZIGBEE LOGGER; EDMI ZIGBEE LOGGER FOR WATER & GAS; | Meters
22814 | METER,LOGGER | GAS; BATTERY 10.8V,34 AH NOT CONNECTED ENCLOSURE 290 MM X 190 MM X 90 MM; INCLUDES MODEM (23967) ANTENNA (17200), & BRACKET (17201);ROAD FREIGHT ONLY; | Meters
21810 | METER,LOGGER | NON GAS; BATTERY 10.8V, 34 AH NOT CONNECTED; ENCLOSURE 290MMX190MMX900MM; INCLUDES MODEM (23967) ANTENNA (17200) & BRACKET (17201); ROAD FREIGHT ONLY; | Meters
21749 | METER,LOGGER | C/W MOTHERBOARD;PRINTED CIRCUIT BOARD; KRONE CONNECTOR;ENCLOSURE 290 MM X 190 MM X 90 MM;POWER SUPPLY BATTERY; MODEM (21208);ANTENNA; | Meters
21751 | METER,LOGGER | C/W MOTHERBOARD;PRINTED CIRCUIT BOARD; SCREW CONNECTOR;ENCLOSURE 210 MM X 160 MM X 90 MM;BATTERY; | Meters
21757 | METER,LOGGER | C/W PIM3 CPU PRINTED CIRCUIT BOARD; | Meters
21750 | METER,LOGGER | C/W MOTHERBOARD;PRINTED CIRCUIT BOARD; KRONE CONNECTOR;ENCLOSURE 210 MM X 160 MM X 90 MM;BATTERY; | Meters
21748 | METER,LOGGER | C/W MOTHERBOARD;PRINTED CIRCUIT BOARD; SCREW CONNECTOR;ENCLOSURE 290 MM X 190 MM X 90 MMPOWER SUPPLY BATTERY; MODEM (SC21208);ANTENNA; | Meters
3452 | METER,POWER QUALITY | c/w associated Software suitable for Monitoring Power Quality Metrics on HV Feeders via Connection to Substation CT's & VT's, ETS 2012/0252/T | Substation
19999 | METER,VARIOUS,REPAIRABLE. | TYPE & DESCRIPTION UNKNOWN;TO BE USED FOR ITEMS RETURNED TO STOCK WHICH ARE NOT IDENTIFIABLE); | Meters
2493021 | METER,WATTHOUR | EM235, FCAS, HCAS, 3 Ph CT, DIN Mount | Meters
2493013 | METER,WATTHOUR | EM235, FCAS, 1A, 3 Ph CT, DIN Mount | Meters
2493005 | METER,WATTHOUR | EM235, FCAS, 5A, 3 Ph CT, DIN Mount | Meters
2492999 | METER,WATTHOUR | EM133, HACS, 3 Ph CT, DIN Mount | Meters
2492981 | METER,WATTHOUR | EM133, 5A, 3 Ph CT, DIN Mount | Meters
2492973 | METER,WATTHOUR | EM133, 100A, 3 Ph WC, DIN Mount | Meters
2489946 | METER,WATTHOUR | Mk10A CT, 1500/5 CT Ratio, 3Ph, 4 Wire, 230V, 5-20A, Class 1, Bottom Connect | Meters
2489938 | METER,WATTHOUR | Mk10A CT, 800/5 CT Ratio, 3Ph, 4 Wire, 230V, 5-20A, Class 1, Bottom Connect | Meters
R22065 | METER,WATTHOUR | REFURBISHED, Mk10A CT, Polyphase, 3Ph, 4 Wire, 240V AC, 5-20A CT, Class 1 c/w Powered Comms Port, Metering Dynamics Label | Metering Delivery
2485324 | METER,WATTHOUR | E360 S3301 3P3E WC 1LC Relay c/w LTE Comms, Extended Terminal Cover | Metering Delivery
2485316 | METER,WATTHOUR | E360 S3300 3P3E WC c/w LTE Comms, Extended Terminal Cover | Metering Delivery
2485308 | METER,WATTHOUR | E360 S1325 1P2E WC c/w LTE Comms | Metering Delivery
2485290 | METER,WATTHOUR | E360 S1310 1P1E WC c/w LTE Comms | Metering Delivery
R25027 | METER,WATTHOUR | REFURBISHED, Mk10D Atlas 2, 3 Ph, 240V, 10-100A, Class 1, Bottom Connected, METER ONLY | Metering Delivery
R25026 | METER,WATTHOUR | REFURBISHED, Mk7A Atlas 2, 2 Element, 240V, 10-100A, Class 1, Bottom Connected METER ONLY | Metering Delivery
R25025 | METER,WATTHOUR | REFURBISHED, Mk7C Atlas 2, 1 Element, 240V, 10-100A, Class 1, Bottom Connected METER ONLY | Metering Delivery
R25024 | METER,WATTHOUR | REFURBISHED, Mk10D Atlas 2, 3 Ph, 240V, 10-100A, Class 1, Bottom Connected c/w Integrated ELM410 CATM1 Modem, Type 4 Small Stick on Antenna | Metering Delivery
R25023 | METER,WATTHOUR | REFURBISHED, Mk7A Atlas 2, 2 Element, 240V, 10-100A, Class 1, Bottom Connected c/w Integrated ELM410 CATM1 Modem, Type 4 Small Stick on Antenna | Metering Delivery
R25022 | METER,WATTHOUR | REFURBISHED, Mk7C Atlas 2, 1 Element, 240V, 10-100A, Class 1, Bottom Connected c/w Integrated ELM410 CATM1 Modem, Type 4 Small Stick on Antenna | Metering Delivery
R25018 | METER,WATTHOUR | REFURBISHED, Mk10D, Polyphase, 3Ph, 240V 15-100A, Class 1, Bottom Connected, Load Profiling TOU Meter c/w Comms Interface | Metering Delivery
R25016 | METER,WATTHOUR | REFURBISHED, Mk7A, 2 Element, 1Ph, 240V, 15-100A, Class 1, Bottom Connected, Load Profiling TOU Meter c/w Comms Interface | Metering Delivery
R25011 | METER,WATTHOUR | REFURBISHED, Mk7C, 1 Element, 1Ph, 240V, 10-100A, Class 1, Bottom Connected, Load Profiling 1 c/w Comms Interface, Type 4 Small | Metering Delivery
2477131 | METER,WATTHOUR | MC11, 2 Element, 1Ph, 230V, 10-100A with Disconnection Relay, Em-lite MC11 Smart Module and LTE Cat-M1 Modem | Metering Delivery
2473593 | METER,WATTHOUR | Mk7C Series 3, 1 Element, 1Ph, 240V, 10-100A, Class 1, Bottom Connected, Plug-In Base with Integrated Fuse Carrier, Load Profiling + ELM410 Modem | Metering Delivery
25027 | METER,WATTHOUR | Mk10D Atlas 3, 3 Ph, 240V, 10-100A, Class 1, Bottom Connected, Load Profiling, Type 4 Small Antenna, Metering Dynamics, Plant No | Metering Delivery
25026 | METER,WATTHOUR | Mk7A Atlas 3, 2 Element, 240V, 10-100A, Class 1, Bottom Connected, Load Profiling, Type 4 Small Antenna, Metering Dynamics, Plant No | Metering Delivery
25025 | METER,WATTHOUR | Mk7C Atlas 3, 1 Element, 240V, 10-100A, Class 1, Bottom Connected, Load Profiling, Type 4 Small Antenna, Metering Dynamics, Plant No | Metering Delivery
25024 | METER,WATTHOUR | Mk10D Atlas 3, 3 Ph, 240V, 10-100A, Class 1, Bottom Connected c/w Integrated ELM410 CATM1 Modem, Type 4 Small Stick on Antenna, Metering Dynamics, Plant No | Metering Delivery
25023 | METER,WATTHOUR | Mk7A Atlas 3, 2 Element, 240V, 10-100A, Class 1, Bottom Connected c/w Integrated ELM410 CATM1 Modem, Type 4 Small Stick on Antenna, Metering Dynamics, Plant No | Metering Delivery
25022 | METER,WATTHOUR | Mk7C Atlas 3, 1 Element, 240V, 10-100A, Class 1, Bottom Connected c/w Integrated ELM410 CATM1 Modem, Type 4 Small Stick on Antenna, Metering Dynamics, Plant No | Metering Delivery
25348 | METER,WATTHOUR | EMA1, 1 Element, 230/240V, 10-100A, Class 1, Bottom Connected, Load Profiling TOU Meter, RFID/SmartCard Enabled Prepayment Meter, Comms Enabled | Meters
25347 | METER,WATTHOUR | EMC1, 2 Element, 230/240V, 10-100A, Class 1, Bottom Connected, Load Profiling TOU Meter, RFID/SmartCard Enabled Prepayment Meter, Comms Enabled | Meters
249489 | METER,WATTHOUR | EM211 TYPE 902 SINGLE PHASE ELECTRICITY METER; SINGLE ELEMENT 240 VOLT 10(15) - 100A; CLASS 1; USED FOR METER SHOP STANDARD ITRON TEMPLATE; | Meters
25014 | METER,WATTHOUR | MK10H DIN RAIL 3 PHASE, 4 WIRE 240VAC, 5A TB2 RS-485 MODBUS; CT CLASS 1 WITH POWERED COMMUNICATIONS PORT; METERSHOP METERING DYNAMICS LABEL, NON PLANT; | Metering Delivery
25013 | METER,WATTHOUR | BOTTOM CONNECTED; SINGLE ELEMENT; 240V 10(15)-100A; CLASS 1; LOAD PROFILING TOU METER WITH COMMUNICATION INTERFACE; METERSHOP EDMI TEMPLATE WITH THREE PULSE | Metering Delivery
24282 | METER,WATTHOUR | MK6E HV 3Ph, 4 Wire/ 3 Wire 63.5/240VAC 1A CT Class 0.2 c/w Aux Supply & Powered Comms Port, Metering Dynamics Label, Plant Item | Metering Delivery
23946 | METER,WATTHOUR | 3 PHASE, 4 WIRE 240VAC, 5-20A CT CLASS 1 WITH POWERED COMMUNICATIONS PORT METERING DYNAMICS, NON PLANT ITEM WITH THREE PULSE INPUTS | Metering Delivery
23935 | METER,WATTHOUR | EDMI MK10A WC METER SHOP; EDMI MK10A 10(100)A WC METER FOR METER SHOP. 3 INPUTS; | Metering Delivery
22486 | METER,WATTHOUR | Prog Id 10E22A, Mk10E, 3Ph, 4 Wire/ 3 Wire, 63.5/240VAC, 1-4A CT Aux Supply, Class 0.5, Powered Comms Port, Metering Dynamics Label c/w RJ45/RS232 Lead, | Metering Delivery
22485 | METER,WATTHOUR | Prog Id 10E227, Mk10E, 3Ph, 4 Wire/ 3 Wire, 63.5/240VAC, 5-20A CT Aux Supply Class 0.5, Powered Comms Port, Metering Dynamics Label | Metering Delivery
22484 | METER,WATTHOUR | Prog Id 10E227, Mk10E, 3Ph, 4 Wire, 240VAC, 5-20A CT, Class 0.5, Powered Comms Port, Metering Dynamics Label, 5A CT Meter c/w RJ45/RS232 Lead, | Metering Delivery
22065 | METER,WATTHOUR | Mk10A CT, Polyphase, 3Ph, 4 Wire, 240V AC, 5-20A CT, Class 1 c/w Powered Comms Port, Metering Dynamics Label | Metering Delivery
18007 | METER,WATTHOUR | PRI REGN,KWH;15-100 AMP,240 V,50 HZ;1 PH ,2 WIRE,DIRECT CONN,BOTTOM;S/RATE; 3 TERM;AS1284;FITTED WITH ERT UNIT;FOR TRIAL ONLY;RESTRICTED ISSUE; | Meters
17939 | METER,WATTHOUR | PRI REGN,KWH;240 V,50 HZ;SINGLE PHASE; SOLID STATE;C/W PROGRAMMABLE PULSE OUTPUT; | Meters
14619 | METER,WATTHOUR | PRI REGN,KWH;MAIN CIRCUIT 240 V,50 HZ, 15-100 AMP,CONTROLLED CIRCUIT,240 V, 50 HZ,15-100 AMP,30 AMP LOAD CONTROL RELAY;2 SINGLE PHASE MEASURING ELEMENTS | Meters
924171 | METERING COMMUNICATIONS UNIT | AFLC METER, 0-280V, 21-1050HZ, 0-30V SIGNAL LEVEL SUPERIMPOSED; FOR MEASURING AUDIO FREQUENCY SIGNAL STRENGTH ON DISTRIBUTION NETWORKS; | Tools & Equipment
20847 | METERING COMMUNICATIONS UNIT | FOR REMOTE READING OF ELECTRICITY METERS;IN PVC ENCLOSURE;SMA ANTENNA CONNECTION; SWITCH MODE POWER SUPPLY; 3G MODEM; MODEM RESET;METER LABORATORY | Meters
25396 | METERING COMMUNICATIONS UNIT | 4G/3G Modem C/W Vodafone GPRS Sim; Features 5 Band with Label, Molex to RJ45 lead & SMA Antenna Connection; | Meters
3863 | METHYLATED SPIRIT,INDUSTRIAL | 4 L PLASTIC CONTAINER PACK OF 1, PACK WEIGHT 3.5 KG; | Misc Non-Contract Items
19009 | MICROCIRCUIT,DIGITAL | PLUG-IN;E2 PROM;STORES INDIVIDUAL PARAMETERS FOR SICM HARDWARE; | Meters
24211 | MICROCIRCUIT,DIGITAL | RENESAS MICROCONTROLLER; HD64F7051SFJ20V; CPU IC USED ON SICM2B; | Substation
16843 | MICROCONTROLLER | MICROPROCESSOR;12 V NOM;10 EXT INPUTS,1 AC MEASUREMENT INPUT(5 AMP),1 TRANSDUCER MEASUREMENT INPUT (1-10M AMP);6 OUTPUTS; RADIO INTERFACE;FOR USE ON DSA EQUIPMENT | O/Head Line
19590 | MICROCONTROLLER | PROGRAMMABLE;LOGIC CONTROLLER;24 V DC; 16 INPUTS;11 OUTPUTS;HITACHI EH-D28DRP; REFER SC19591 (DISPLAY CONTROLLER) & SC19592 (CORD ELECTRICAL); | Communications
20034 | MICROCONTROLLER | PROGRAMMABLE LOGIC CONTROLLER EXPANSION UNIT;100-240 V DC/AC;4 AC/DC INPUT; 4 RELAY OUTPUT;PROCON INST TECH COMBINATION IO MODULE; U/W SC20035 | Communications
20036 | MICROCONTROLLER | PROGRAMMABLE LOGIC CONTROLLER;12 V - 24 V DC;4 DC INPUT;4 RELAY OUTPUT;PROCON INST TECH COMBINATION IO MODULE; U/W SC20037; | Communications
20037 | MICROCONTROLLER | PROGRAMMABLE LOGIC CONTROLLER;12 V - 24 V DC;8 DC INPUT;4 RELAY OUTPUT;PROCON INST TECH BASE UNIT; U/W SC20036; | Communications
23722 | MICROCONTROLLER | MC68HC711E9CFN2 MICROCONTROLLER FOR BATTERY MONITOR;PART USED IN THE MANUFACTURE OF SC17779 BATTERY,MONITOR SYSTEM; REFER TS519;SEE EXT TEXT; | Communications
20035 | MICROCONTROLLER | PROGRAMMABLE LOGIC CONTROLLER; 100-240 V DC/AC;8 AC/DC INPUT;4 RELAY OUTPUT;IDEC SMART RELAY;U/W SC20034; | Communications
16236 | MICROPROCESSOR CONTROLLER,PMR | MICROTRIP 2;WITH MTG PLATE;15 V & 24 V LITHIUM BATTERY INCLUDED;TERMINALS & ASSOCIATED WIRING ON MTG PLATE,READY TO INSTALL INTO MK 2A & MK 2B PMR CONTROL | Substation
14542 | MIRROR,INSPECTION | 1 IN DIA;6 IN PLASTIC HANDLE;PLASTIC BACKED HEAD;FOR USE IN VIEWING EQUIPMENT NUMBERS ETC NEAR LIVE CONDUCTORS; PACK OF 1; | PPE, Hardware & Tools
2484046 | MIRROR,INSPECTION | Clear Vision, Sunrise Attachment (Live Line Tools) | Tools & Equipment
30108 | MISCELLANEOUS PLANT AND MATERIAL | For the purchase of Miscellaneous Plant and Materials through Material Sales. Non EQL Network Items; | Substation
23891 | MODBUS | SINGLE METER SMARTHUB; SMSH PCB ON A MOUNTING PLATE, Ni-MH BATTERY, MODEM & INTERCONNECTING CABLES; IN ENCLOSURE 150 X 150 X 76 WITH CAT5E CABLE; | Metering Delivery
2497014 | MODEM,COMMUNICATIONS | eSAM Ethernet Modem, Yurika Metering Label, Industrial Telstra SIM Fitted, MeanWell HDR-30-12 DIN Rail Power Supply, 50cm Microfit Power Cable | Metering Delivery
2492551 | MODEM,COMMUNICATIONS | 4G CATM1+NB-IoT Modem, Quectel Chipset, Energex Label, Industrial Telstra SIM Fitted, RJ45 to RJ45 Lead | Metering Delivery
2492544 | MODEM,COMMUNICATIONS | 4G CATM1+NB-IoT Modem, Telit Chipset, Yurika Metering Label, Industrial Telstra SIM Fitted, RJ45 to RJ45 Lead | Metering Delivery
2492536 | MODEM,COMMUNICATIONS | 4G CATM1+NB-IoT Modem, Quectel Chipset, Yurika Metering Label, Industrial Telstra SIM Fitted, RJ45 to RJ45 Lead | Metering Delivery
2492155 | MODEM,COMMUNICATIONS | 4G MCR GE Modem, GNSS, 6 Eth, 10-60VDC, 4.5 x 20.3 x 12.2cm | Communications
2490449 | MODEM,COMMUNICATIONS | 4G MCR GE Modem, GNSS, 2 Eth, 2 Serial, 1 SFP, 10-60VDC, 4.5 x 20.3 x 12.2cm | Communications
2490423 | MODEM,COMMUNICATIONS | 4G MCR GE Modem, GNSS, 4 Eth, 2 Serial, 10-60VDC, 4.5 x 20.3 x 12.2cm | Communications
2490407 | MODEM,COMMUNICATIONS | 4G ECR GE Modem, GNSS, 1 Eth, 1 Serial, 10-60VDC, 5.3 x 10.9 x 11.7cm | Communications
2489748 | MODEM,COMMUNICATIONS | E36C Modem, for E360 Meters LTE CATM1 Telstra | Metering Delivery
2481125 | MODEM,COMMUNICATIONS | SABRE Ranger 5000 Satellite w/out Mounting Bracket | Meters
2466472 | MODEM,COMMUNICATIONS | GNSS, TCG 01-G LV Pwr, P2 & P3=2 Pin, TCXO, Security off NTP/SNTP Network Time Server License c/w 19" 1U Rackmount Bracket, 2M UTP Ethernet Cable, Timing | Communications
2471878 | MODEM,COMMUNICATIONS | 4G CATM1 Modem (Smart) c/w Telstra GPRS SIM, Label, Battery Backup Alarming Module, RJ45 to RJ45 Lead | Metering Delivery
ACT750 | MODEM,COMMUNICATIONS | Active Stream 4G Wireless Modem, c/w Sim Card | Yurika Stock Codes
25126 | MODEM,COMMUNICATIONS | SHORT RANGE; SINGLE MODE FIBRE-OPTIC TRANSCEIVER/MODEM; ST FIBRE CONNECTORS DB9 MALE ELECTRICAL CONNECTIONS; USED ON PROTECTION RELAYS FOR COMMUNICATION | Communications
24721 | MODEM,COMMUNICATIONS | SYMMETRICAL HIGH-SPEED DIGITAL SUBSCRIBE LINE (SHDSL); ETHERNET MODEM SUITABLE COPPER PILOT CABLES; CONNECTION OF C&I SUBSTATIONS TO A C&I CONCENTRATIOR | Misc Non-Contract Items
23874 | MODEM,COMMUNICATIONS | ZIGBEE MODEM; EDMI ZIGBEE MODEM; | Communications
23038 | MODEM,COMMUNICATIONS | PSTN + PILOT CABLE (LEASED LINE) MODEM; (10-30 VAC, 10-60 VDC) DIN RAIL MOUNT; RS485/232;INDUSTRIAL TEMP OPERATING RANGE (-25 TO +70C)B103,212,V21,V22,V22B | Communications
21409 | MODEM,COMMUNICATIONS | MODEM;ADAM 4577;USED IN SUBSTN'S FOR RELAY MANAGEMENT CIRCUIT;WHERE CIRCUIT IS DIRECTLY CONNECTED FROM ETHERNET SWITCH TO RELAY PANEL; | Communications
17756 | MODEM,FIBRE OPTIC | SYNCHRONOUS;FIBRE OPTIC;SINGLE CORE; RS232; | Communications
18543 | MODEM,FIBRE OPTIC | RS232 TO DUAL FIBRE OPTIC INTERFACE;C/W RAIL MTG ENCLOSURE;24 V DC SUPPLY;U/W SACS EQUIP; | Communications
19740 | MODEM,FIBRE OPTIC | RS232 TO MULTIMODE FIBRE;12 V DC SUPPLY; ST CONNECTORS; | Communications
18545 | MODEM,FIBRE OPTIC | RS485 TO FIBRE OPTIC INTERFACE;C/W ONBOARD POWER SUPPLY & RAIL MTG ENCLOSURE;30-130 V AC/DC INPUT;24 V DC OUTPUT;U/W SACS EQUIPMENT; | Communications
18544 | MODEM,FIBRE OPTIC | RS232 TO QUAD FIBRE OPTIC INTERFACE;C/W RAIL MTG ENCLOSURE;24 V DC SUPPLY;U/W SACS EQUIP; | Communications
17863 | MODEM,FIBRE OPTIC | SYNCHRONOUS;FIBRE OPTIC;RS232;2800 SEL; | Communications
18071 | MODEM,FIBRE OPTIC | SYNCHRONOUS;FIBRE OPTIC;RS232;2815 SEL; | Communications
18460 | MODIFICATION KIT | Streetlight Terminal Panel UMS, Red PVC Cable 6mm2 x 250mm, Grn/Ylw PVC Cable 6mm2 x 80mm, CB 16A C-Curve 6kA, Rail Mount Term Block, 35mm2 Max.Cable, 3-Way | Street Lights
2471134 | MODIFICATION KIT | Streetlight Terminal Panel UMS, Red PVC Cable 6mm2 x 250mm, Grn/Ylw PVC Cable 6mm2 x 80mm, Rail Mount Term Block, 35mm2 Max.Cable, 3-Way Cross Connector, | Street Lights
22628 | MODULAR OUTLET. | Keystone Module Cat6 Jack White, Suits Serveredge Patch Panel 24P, Refer (SC22630) | Hardware & Tools
23817 | MODULAR OUTLET. | RJ45 OUTLET DIN RAIL MOUNTED; TERMINAL RAIL OUTLET, RJ45 MODULE EIA/TIA 568B, IP 20, CAT.6 ISO/IEC 11801; | Substation Accessories
3827 | MODULE | EPL Injection Control/Monitor Module, 1RU, 19" Rack Mount, suit Landis & Gyr AFLC Controller | Substation
20041 | MODULE | ADVC2/3 Input & Output Expander (IOEX), for Schneider Reclosers N15, N27, N38, E27, E38 & RL Series LBS | Substation
24827 | MODULE | Switch Interface Module, for NOJA RC10 Series | Switchgear Distribution
2470896 | MODULE | Switchgear Interface Module, RC10ES-OSM200, for NOJA RC10 Series | Switchgear Distribution
2471480 | MODULE | Comms Accessory, Serial RS232, DB9 Connector, for CL7 Controller, no Base Board | Regulator
2475523 | MODULE | Power Input/Output Module, for NOJA RC10 & RC20 Series | Switchgear Distribution
2477057 | MODULE | MD100m, SFP, 850mm, 2km, 1000Base-SX | Substation Automated Systems
2477040 | MODULE | MD100m, SFP, 1310mm, 2km, 100Base-FX | Substation Automated Systems
2477032 | MODULE | MD100m, SFP Transceiver, Cu, 100Base-T | Substation Automated Systems
2477024 | MODULE | MD100m Mixed Analogue I/O Module, 8 Channels, 5 x AI & 3 x AO, Individually Isolated | Substation Automated Systems
2477016 | MODULE | MD100m RTU Analogue Input Module, 8 Channels, 2 Sets of 4 x AI, each Set Isolated | Substation Automated Systems
2477008 | MODULE | MD100m Mixed Digital I/O Module, 16 Channels, 8 x DI & 8 x DO, Individually Isolated | Substation Automated Systems
2476992 | MODULE | MD100m Digital Output Module, 16 Channels Individually Isolated | Substation Automated Systems
2476984 | MODULE | MD100m Digital Input Module, 16 Channels, 2 Sets of 8 x DI, each Set Isolated | Substation Automated Systems
2476968 | MODULE | MD100m CPU Processor Module, 2 x SFP Ethernet, 4 x DI Channels, 2 x RS232/ RS485 | Substation Automated Systems
2477461 | MODULE | MD300io-r CPU Processor Module, Copper Ethernet 4 x Serial 0 RIO | Substation Automated Systems
2477453 | MODULE | MD300io-r Chassis, Sub-Rack, 19", c/w CM301 and E50 fitted, No I/O Cards Fitted | Substation Automated Systems
2477438 | MODULE | MD303, SFP, 1310mm, 2km, 100Base-FX | Substation Automated Systems
2477420 | MODULE | MD303, SFP Transceiver, Cu 10/100/100Base-T | Substation Automated Systems
2477412 | MODULE | MD303, SFP, 850mm, 2km, 1000Base-SX | Substation Automated Systems
2477396 | MODULE | MD303 RTU GPS Module | Substation Automated Systems
2477370 | MODULE | MD303 RTU CPU, 4 x SFP Ethernet, 8 x RS232/RS485 Fibre Optic Serial Ports | Substation Automated Systems
2477362 | MODULE | MD303 RTU CPU, 4 x SFP Ethernet, 8 x RS232/RS485 Copper Serial Ports | Substation Automated Systems
2477065 | MODULE | MD100m Serial Modem Module, 4G, Cat-M1/NB-IoT, LIM-505 | Substation Automated Systems
2477552 | MODULE | MD300 Termination Module, Digital Output | Substation Automated Systems
2477545 | MODULE | MD300 Termination Module, Digital Input | Substation Automated Systems
2477537 | MODULE | MD300io Analogue Output Module, 4 Channels | Substation Automated Systems
2477529 | MODULE | MD300io Analogue Input Module, 8 Channels | Substation Automated Systems
2477511 | MODULE | MD300io Digital /Pulsed Output Module, 8 Channels | Substation Automated Systems
2477503 | MODULE | MD300io Digital Input Module, 16 Channels, Min 3.4V Activation | Substation Automated Systems
2477495 | MODULE | MD300io Digital Input Module, 16 Channels, Min 9.0V Activation | Substation Automated Systems
2477487 | MODULE | MD300io Digital Input Module, 16 Channels, Min 36.4V Activation | Substation Automated Systems
2477479 | MODULE | MD300io-r Communications Modual | Substation Automated Systems
2491652 | MODULE | GIG-ETH SFP, Opt MMF 850nm, <550m, 1000Base-SX, LC Connector | Communications
2493047 | MODULE | Comms Module, Ethernet (TCP/IP), Accessory for EM133 | Meters
2493039 | MODULE | I/O Module, 4RO, Accessory for PRO 235 Series | Meters
3828 | MODULE | EPL Serial Port Board, suit Landis & Gyr AFLC Controller | Substation
3832 | MODULE | EPL Injection Control Module, 1RU, 19" Rack Mount, suit Landis & Gyr AFLC Controller | Substation
2485068 | MODULE | EPL Digital Output Module | Substation
3829 | MODULE | EPL Communications Controller PLXCOMM, 1RU, 19" Rack Mount, suit Landis & Gyr AFLC Controller | Substation
2483089 | MODULE | Switch Interface Module, for NOJA Reclosers RC20 Series | Switchgear Distribution
2483071 | MODULE | Relay Module, 4G Option A, for NOJA Reclosers RC20 Series | Switchgear Distribution
2481596 | MODULE | MD100m Mixed Digital I/O Module, 16 Channels, 8 x DI & 8 x DO, 5V DC Range, Individually Isolated | Substation Automated Systems
2481588 | MODULE | MD100m Digital Input Module, 16 Channels, 2 Sets of 8 x DI, 5V DC Range, each Set Isolated | Substation Automated Systems
2480788 | MODULE | MD100m CPU Processor Module, 2 x SFP Ethernet, 4 x DI Channels, 5V DC Range, 2 x RS232/RS485 | Substation Automated Systems
2478675 | MODULE | AFLC 3Ph Power Module, Suits Enermet/ L&G SFU-K 203, w/o Mounting Frame & LCD Display | Substation
2478667 | MODULE | Fusesaver WiFi Comms Module, c/w Trip & Close Actuators, Short-Range Wireless Transceiver, LED Fault Indicator, Rechargeable Battery, EQTS 06-07-04 | Switchgear Distribution
2477560 | MODULE | MD300 Termination Module, Analogue Input | Substation Automated Systems
2474559 | MODULE | 108V, Low Battery Warning Module V2 | Electrical Test & Accsry Equip
2471118 | MODULE | CAPE FlexVue ENG, for ADVC3 Controller, suit Schneider E27/38, N12/15 & N36/38, RL27 Reclosers, LBS & Sectionalisers | Protection
24826 | MODULE | Relay Module, for NOJA RC10 Series | Switchgear Distribution
23728 | MODULE | ETHERNET MODULE | Meters
20040 | MODULE | ADVC2/3 Fast Trip Input Module (FTIM), for Schneider Reclosers N15, N27, N38, E27, E38 & RL Series LBS | Substation
2488120 | MODULE,ELECTRONIC | Intel Celeron 6305 Processor, 2 Core 2 Thread 15W TDP Processor 4M Cache, 1.80 GHz c/w IPU, Config PCIe x4 Gen 3 (NVMe/SATA), for Intel NUC Rugged | Communications
2488211 | MODULE,ELECTRONIC | Intel NUC 11 Pro Compute Element Processor, Core i3-1115G4, 8GB, WiFi, 6M Cache, up to 4.10 GHz, Config PCIe x4 Gen 3(NVMe/SATA) & PCIe x4 Gen 4(NVMe), | Communications
2448249 | MODULE,TRANSCEIVER | PDH SFP, TX1310 / RX1310nm, 30km, SMF, DFW 100Base-Fx, DDM, 0-70 DegC, LC Connector | Communications
2497717 | MODULE,TRANSCEIVER | GIG-ETH SFP, Opt 1310nm, 10kM, 1000Base-LX, LC Connector | Communications
2493443 | MODULE,TRANSCEIVER | 10G, SFP+ BiDi LR, TX1330 / RX1270nm, 20km, SMF, LC Simplex Connector, Programmable | Communications
2493435 | MODULE,TRANSCEIVER | 10G, SFP+ BiDi LR, TX1270 / RX1330nm, 20km, SMF, LC Simplex Connector, Programmable | Communications
2491488 | MODULE,TRANSCEIVER | 10G, SFP+ ZR+, 1550nm, 100km, SMF, LC Duplex Connector, Programmable | Communications
2491470 | MODULE,TRANSCEIVER | 10G, SFP+ BiBi ZR, TX1550 / RX1490nm, 80km, SMF, LC Simplex Connector, Programmable | Communications
2448256 | MODULE,TRANSCEIVER | PDH SFP, TX1310 / RX1310nm, 60km, SMF, 100Base-Fx, DDM, 0-70 DegC, LC Connector | Communications
2491462 | MODULE,TRANSCEIVER | 10G, SFP+ BiBi ZR, TX1490 / RX1550nm, 80km, SMF, LC Simplex Connector, Programmable | Communications
2448264 | MODULE,TRANSCEIVER | PDH SFP, TX1550 / RX1550, 100km, SMF, 100Base-Fx, DDM, 0-70 DegC, LC Connector | Communications
16943 | MODULE,TRIP CIRCUIT SUPERVISION: | ENERGEX RAIL-MOUNT,PC BOARD ASSEMBLY; 20 TO 140 V DC; | Substation
24896 | MONITOR | Transformer Monitor 1000/1, FIP 1500/1 400/1 200/1, 3 Ph, 4 Wire, 240V AC, 5-20A CT Class 1 c/w Powered Comms Port, Energex Label, Plant Item | Metering Delivery
R24896 | MONITOR | REFURBISHED, Transformer Monitor 1000/1, FIP 1500/1 400/1 200/1, 3 Ph, 4 Wire, 240V AC, 5-20A CT Class 1 c/w Powered Comms Port, Energex Label, Plant Item | Metering Delivery
2492817 | MONITOR | LV Monitor for Padmount/ID Ground Mount Transformers c/w 4 x 140mm Dia Rogowski Coils w/5m Leads, Mounting Bracket w/Magnet Screw Fixing, Integrated Comms | Distribution Transformers
2492809 | MONITOR | LV Monitor for Pole/OD Ground Mount Transformers c/w 4 x 140mm Dia Rogowski Coils w/5m Leads, S/S Mounting Bracket, Integrated Comms Device, External Low | Distribution Transformers
2489565 | MONITOR SYSTEM | Temperature, Fibre Optic, 24V DC, 15W, 8 Channel, ST Connectors, Dustcaps, Serial Port RS-485/422, Modbus, Analogs 4-20mA, Micro USB Console Port, | Substation Accessories
19549 | MONITOR,OIL | ON-LINE;CONTINUOUS MONITORING OF POWER TRANSFORMERS;SINGLE VALVE; SENSOR & SYSTEM SELF TEST DIAGONSTICS; MONITORING OF MOISTURE IN OIL; | Misc Non-Contract Items
2475002 | MONITOR,RF | WaveMon RF60 ICNIRP, EMF Personal Monitor, Measures E-field up to 60GHz c/w Soft Carry Case, Waterproof Pouch & Uniden UH45 UHF Handheld Radio | Tools & Equipment
22371 | MONITOR. | 19 IN,5:4 ASPECT RATIO, LED, MONITOR;RESOLUTION 1280 X 1024;D-SUB, INPUTS;5MS RESPONSE TIME;1, 000:1 CONTRAST RATIO;ADJUSTABLE HEIGHT;SUBS | Misc Non-Contract Items
22452 | MONITOR. | TRANSFORMER MONITOR 800/5 , 3 PHASE 4 WIRE 240VAC, 5 - 20A CT CLASS 1 WITH POWERED COMMUNICATIONS PORT; "JEAN MULLER"; | Metering Delivery
22994 | MONITOR. | LV TRANSFORMER MONITORING METERING DEVICE;PROGRAMMED AT FACTORY;W/- 100/5 AMP CT RATIO'S & LV MONITORING TEMPLATE; | Communications
24063 | MONITOR. | LV MONITORING - FRU; LV MONITORING FIELD REPLACEMENT UNIT FOR DEFECTIVE LV MONITORS; | Distribution Transformers
24901 | MONITOR. | LV MONITORING; PADMOUNT TX RETROFIT; MONITOR WITH MAGNETS; PROGRAMMED TO 1000/1A; USE ONLY WITH WITH ROGOWSKI COIL FLEXIBLE CT 1000/1A (SC24888); | Distribution Transformers
24208 | MONITOR. | LOW VOLTAGE FEEDER MONITOR; OVERHEAD LV FEEDER MONITORING; LOW VOLTAGE CIRCUIT MONITORING; EDMI MK10A, INTERCELL SAM3S, TELSTRA NETWORK; | Distribution Transformers
23146 | MONITOR. | TRANSFORMER MONITOR - METERING DEVICE; EDMI ATLAS MK10A METER; PROGRAMMED WITHID; 10A-E3-NM-100-5-R1:CT RATIO 100/5 AMP; IP COMMS & COMMISIONING | Communications
22997 | MONITOR. | Honeywell BW Flex %LEL(IR) O2 H2S CO, Rechargeable Battery, 3-year Warranty for Sensors & Detector, c/w Test Cap & Hose & USB Charging Cable, | Hardware & Tools
22453 | MONITOR. | TRANSFORMER MONITOR 1500/5 ,3 PHASE 4 WIRE 240VAC, 5 - 20A CT CLASS 1 WITH POWERED COMMUNICATIONS PORT, ENERGEX LABEL, PLANT ITEM | Metering Delivery
4099 | MOPHEAD,WET,COTTON | 24 OZ;C/W BLUE PLASTIC SCREW TYPE, SOCKET;C/W ADAPTOR FOR TIMBER BROOM HANDLE;12 PER CARTON, PACK WEIGHT 5.4 KG; | PPE, Hardware & Tools
18640 | MORTAR,PREMIX | GENERAL PURPOSE MORTAR;FOR CONDUIT PITS;20 KG BAG,PALLET OF 48,PALLET WEIGHT 1320 KG; | Cement, Concrete & Mortar
2485407 | MOTOR | Spring Charge, Switchboard Spare Part, for VH1F Tamco 11kV Switchgear | Substation
3903 | MOTOR | GE 110V DC Spring Charge Motor, suit GL309, GL312, GL314, DT1 72.5, DT1 145 | Switchgear Substation
3905 | MOTOR | GE 230V AC Spring Charge Motor, suit GL309, GL312, GL314, DT1 72.5, DT1 145 | Switchgear Substation
3904 | MOTOR | GE 125V DC Spring Charge Motor, suit GL309, GL312, GL314, DT1 72.5, DT1 145 | Switchgear Substation
2485431 | MOTOR | Spring Charge, Switchboard Spare Part, for GV3N Tamco 22kV Switchgear | Substation
20622 | MOTOR AND GEARBOX | 110 V DC;MOTOR AND GEARBOX; C/W MOTOR ADAPTOR PLATE;FOR USE ON SBV & VLX VACCUM CIRCUIT BREAKERS; | Network Spares
12898 | MOTOR,DIRECT CURRENT. | CIRCUIT BREAKER CLOSING SPRING CHARGING TYPE;110 V DC;TO SUIT MITSUBISHI TYPE 10VPR25B CIRCUIT BREAKER; | Switchgear
25435 | MOTOR,DIRECT CURRENT. | Motor Spring Charge, 110V DC suits Schneider Genie EVO | Switchgear
2489243 | MOTOR,UNIVERSAL | Power Head, 18V, Milwaukee, M18 Fuel, Brushless Motor | Hardware & Tools
23188 | MOTOR-GENERATOR | GENERATOR 2KW; RCD FITTED; MAX WATTS 2000; RAT WATTS 240V/50HZ; 12 VOLT DC/AMPS; BATTERY CHARGING; OIL ALERT SYSTEM; 4.1L ULP; | Hardware & Tools
923188 | MOTOR-GENERATOR | GENERATOR 2KW; RCD FITTED; MAX WATTS 2000; RAT WATTS 240V/50HZ; 12 VOLT DC/AMPS; BATTERY CHARGING; OIL ALERT SYSTEM; 4.1L ULP; | Hardware & Tools
923187 | MOTOR-GENERATOR | HONDA 3KW PETROL GENERATOR; W/PROOF RCD FITTED;MAX WATTS 3000; RAT WATTS 240V/50HZ;12 VOLT DCA AMPS; 5.9L ULP; 2 WHEEL & HANDLE KIT; | Hardware & Tools
23187 | MOTOR-GENERATOR | HONDA 3KW PETROL GENERATOR; W/PROOF RCD FITTED;MAX WATTS 3000; RAT WATTS 240V/50HZ;12 VOLT DCA AMPS; 5.9L ULP; 2 WHEEL & HANDLE KIT; | Hardware & Tools
7364 | MOUNTING BASE,TERMINAL BLOCK | STEEL;2 M LG;G SECT RAIL TYPE G32;PACKED IN PROTECTIVE PLASTIC BAG & BOUND WITH PALLETISING TAPE (NON-RESIDUE) OR CORD, PACK OF 40,PACK WEIGHT 1.5 KG;SUITABLE | Hardware & Tools
11173 | MOUNTING BASE,TERMINAL BLOCK | STEEL;2 M LG;TOP HAT SECT RAIL TYPE SOLID RAIL W/O SLOTS;TH35-7.5;PACKED IN PROTECTIVE PLASTIC BAG & BOUND WITH PALLETISING TAPE NON-RESIDUE | Hardware & Tools
4668 | MOUNTING BASE,TIEDOWN,ELECTRICAL | ABS PLASTIC;WHITE;ADHESIVE APPLIED; 25.4MM SQ;W/2 HOLES FOR NO 6 (M3) SCREWS;PACK OF 100,CARTON OF 500; CABLE TIE ADHESIVE BACKED MOUNT; | Hardware & Tools
19344 | MOUNTING BASE,TIEDOWN,ELECTRICAL | 4-Way, Low Profile, 19mm2, ABS Plastic, Self Adhesive, White, (P100) | Hardware & Tools
2492163 | MOUNTING RAIL,ELECTRICAL COMPONENT | Mounting Kit, for 4G MCR GE Modem | Communications
2492171 | MOUNTING RAIL,ELECTRICAL COMPONENT | Mounting Kit, for 4G ECR GE Modem | Communications
16591 | MOUNTING,LUG | ALUMINIUM/STAINLESS STEEL;ANGLE TYPE; 1 X 10 MM DIA HOLE,1 X M6 TAPPED HOLE; U/W OLD TYPE CONCRETE/TOMBSTONE PILLARS WITH NEW PLASTIC DOOR STOCK CODE | Misc Non-Contract Items
24939 | MOUNTING,LUG | LUG MOUNTING BOLT; 30.16AF TINNED BRASS HEX BAR FOR U/W CONCENTRIC EARTH CABLES IN SOLID BOND LINK BOX; ASSEMBLY FOR 132KV POLE/OUTDOOR TERMINATION | Misc Non-Contract Items
2488187 | MOUSE | SteriClick Washable, Easy Clean Mouse, USB, IP68 Waterproof & Dustproof | Communications
12087 | MTG RACK,ELECTRICAL-ELECTRONIC COMPONENT | FOR 24-WAY ISOLATING INPUT/OUTPUT MODULES;PARALLEL TTL-COMPATIBLE INTERFACE TO COMPUTER HARDWARE VIA 50-WAY RIBBON CABLE;FOR U/W MINI-SACS; | Communications
924075 | MULTIMASTER,POWER TOOL | MILWAUKEE MULTI TOOL; 18 VOLT BATTERY MULTITOOL, SKIN ONLY | Hardware & Tools
19299 | MULTIMETER | Insulation & Continuity Tester, 500/1000V, Min of Cat III 600V | Hardware & Tools
19300 | MULTIMETER | DIGITAL;FLUKE 175 SERIES;MIDDLE RANGE; SIZE 43 MM X 90 MM X 185 MM;WEIGHT 420 G ;BATTERY LIFE ~200 HOURS;LCD SCREEN; | Hardware & Tools
19301 | MULTIMETER | DIGITAL;ANALOG;FLUKE 87V SERIES;HIGH RANGE;SIZE 203 MM X 100 MM X 50 MM; WEIGHT 545 G;BATTERY LIFE ~72 HOURS; | Hardware & Tools
19303 | MULTIMETER | Clamp Meter Leakage Current, Range AC 20mA /200mA/200A, 24mm Dia Jaw Opening, to IEC 61010-1 CAT III 300V & IEC 61010-2-032, c/w Soft Carry Case | Hardware & Tools
2439313 | MULTIMETER | Test Standard, Digital, Voltage, Resistance, Frequency, Current, Min of Cat III 600V, ETS RSE04 | Hardware & Tools
23977 | MULTIMETER | Flexible Clamp Meter, TrueRMS 30A/300A/ 3000A, Flexible Coil, Backlight LCD Display, 1.8m Lead c/w 2 x AAA Batteries | Hardware & Tools
22872 | MULTIMETER | TESTER;VOLTAGE 220 V;VOLTAGE PROVING UNIT FOR LOW IMPEDANCE MULTIMETERS; OUTPUT VOLTAGE 208 V - 225 V AC (50 HZ NOMINAL);OPERATING TEMP RANGE -10 DEG C | Hardware & Tools
22786 | MULTIMETER | DIGITAL MULTIMETER FLUKE 113;RANGE 0-600 V AC;6 OHMS-60 KOHMS;1000 NF-9999 UF CAPACITANCE;IP RATING 55;CAT III,6000 V CATIV,300 V;TAKES 9 V ALKALINE BATTERY; | Hardware & Tools
22369 | MULTIMETER | Electrical Digital Multimeter, 0-600V AC DC Auto Volts, Low Impedance Select, True RMS 0.001-600V AC, 0.0 Ohms-40MH, 1-600Ohm Continuity, c/w Audible Select, | Hardware & Tools
19320 | MULTIMETER | Earth Resistance Clamp Tester, Backlit LCD Screen, 0.05 to 1500 Ohms, 0.1mA to 30.0A True RMS, CAT IV 300V, 32mm Dia Max Conductor Size, Buit-In | Hardware & Tools
19302 | MULTIMETER | CLAMP-ON;AUTORANGING KYORITSU 2002PA AC CLAMP ON TESTER;TRUE RMS DISPLAY;DC OUTPUT FUNCTION;DATA HOLD FUNCTION;SLEEP FUNCTION;CAT III 600 V,CAT II 1000 V; | Hardware & Tools
4096 | MULTIPLEXER CARD | C37.94, Data Interface Unit, 4*C37.94 Optical Teleprotection Channel Card | Communications
2492437 | MULTIPLEXER CARD | DB4 Single Slot 75 Ohm Bal with 4xE1, DynaFlex Digital Branching Unit, 4xE1 | Communications
2492429 | MULTIPLEXER CARD | PDH, DFX100, 4 x Eth Ports, 4 x E1 Ports 3 x V.11 Ports, 2 x SFP 100Base-X, Subrack Mechanics, c/w LOOP Support Software (excl SFP's) | Communications
54137 | MULTIPLEXER CARD | DIU, DynaFlex 64k G.703 Data Unit, 10x64k G.703 co/contra Interfaces Euro, Single Slot | Communications
54136 | MULTIPLEXER CARD | DIU, DynaFlex Serial Interface Unit, 4 x V.24/V.28, Sync/Asyn, 0..64k bps, V.110, V.14, Single Slot | Communications
2470169 | MULTIPLEXER CARD | DynaFlex Power Interface Unit, 20 to 72V DC, Single Slot | Communications
2448223 | MULTIPLEXER CARD | PDH, DFX100, 4 x Eth Ports, 4 x E1 Ports 3 x V.11 Ports, 2 x SFP 100Base-X, Subrack Mechanics c/w P2P support Software (excl SFP's) | Communications
4143 | MULTIPLEXER CARD | M4 4-Slot Cartridge, 20 to 72V DC | Communications
4141 | MULTIPLEXER CARD | DynaFlex Sub-Rack, suit DB4/DB2/DM2/ DynaFlex CC/Dynanet 19", 6RU, 16 Slots | Communications
4135 | MULTIPLEXER CARD | DB4 Single Slot 120 Ohm Bal with 4xE1, DynaFlex Digital Branching Unit, 4xE1 120/75 Ohm Euro, 1xBackPlane, 64k Cross Connect, 8d add/drop, Managed, Single | Communications
2492668 | MULTIPLEXER,DIGITAL | Avara sNGA Card, DynaFlex Secured Network Gateway Adaptor Unit, 8xV.11, 8xRS232, 2x10/100Base-T | Communications
1123 | NAIL | BULLET HD;STEEL;BRIGHT;75 MM LG; 3.75 MM DIA;1 KG PACK,(141 NAILS PER KG) CARTON OF 16; | Bolts, Washers & Fasteners
1127 | NAIL | BULLET HD;STEEL;BRIGHT;50 MM LG; 3.15 MM DIA;1 KG PACK,(300 NAILS PER KG) CARTON OF 10 PACKS; | Bolts, Washers & Fasteners
1146 | NAIL | CLOUT;STEEL;GALV;30 MM LG;2.8 MM DIA; 1 KG PACK,(529 NAILS TO A KG); | Bolts, Washers & Fasteners
11431 | NAIL | FLAT HD,TWIST SHANK;STEEL;GALV;75 MM LG; 3.5 MM DIA;50 MM RINGED LG;AS1649 & AS1650 (HOT DIP GALV);1 KG PER BOX, | Bolts, Washers & Fasteners
104435 | NAIL | FLAT HD,RINGED/SMOOTH SHANK;STEEL;GALV; 33MM LG;3.15 MM DIA; SUITABLE FOR HARWOOD USE; 1 KG PER BOX; | Bolts, Washers & Fasteners
8660 | NAIL | FLAT HD;STEEL;GALV;65 MM LG;3.15 MM DIA; 1 KG PACK,(418 NAILS PER KG),CARTON OF 10 KG; | Bolts, Washers & Fasteners
1140 | NAIL | Roofing, Twisted Shank, Galv Steel, 60mm Lg, 3.75mm Dia | Bolts, Washers & Fasteners
2601 | NAIL PLATE | STEEL SHEET;GALVABOND;SUITABLE FOR HARDWOOD;155 MM + OR - 5 MM LG; 90 + OR - 10 MM W; HOLE 27 + OR - 0.5 MM DIA LOCATED 40 + OR - 10 MM FROM BOTTOM | Bolts, Washers & Fasteners
104801 | NAIL PLATE | Shunt, 89 x 159mm c/w 27mm Hole, S/Steel Gde 316, Dwg 01-15-01 | Line Support Equip
15834 | NAIL PLATE | MILD STEEL;GALV;SUITABLE FOR HARDWOOD; 21 MM NOM SQ; BUILDING FOILS TYPE; 50 STRIPS OF 10 PER PACK;TO BE USED IN CONJUNCTION WITH STOCK CODE 15833 | Bolts, Washers & Fasteners
22419 | NECK TUBE,LP GAS. | BENT;BRASS 70 MM LG;GAS BLOW TORCH NECK TUBE;PACK OF 1; | Dangerous Goods
105000 | NECKTIE | Cool Off Neck Tie, Water Activated, Evaporative Cooling Bandana, Tie Closure, Royal Blue | PPE, Hardware & Tools
16387 | NET,MULTIPURPOSE. | WHITE NYLON ROD;12 MM DIA;C/W NYLON FISH NETTING;BRASS CHUCK BLANK (SUNRISE HD); ANIMAL RESCUE NET FOR USE ON CONDUCTORS UP TO & INCLUDING 33 KV;REFER STOCK CODE | Misc Non-Contract Items
16388 | NET,REPLACEMENT | FISH NET;NYLON (LANDING NET LIGHT);FOR USE WITH STOCK CODE 16387 NET, MULTIPURPOSE; | Misc Non-Contract Items
14982 | NITROGEN | HIGH PURITY,OIL FREE,RESEARCH GDE; D SIZE CYLINDER; | Dangerous Goods
5957 | NUMERAL,SIGN. | NUMBER 1;ALUMINIUM;50 MM H,35 MM W,24 G ;W/2 HOLES FOR 12 G CLOUTS,(STOCK CODE 11430);OR 2.4 MM RIVETS (STOCK CODE 15785);BAG OF 100;FOR POLE | Signs
5960 | NUMERAL,SIGN. | NUMBER 4;ALUMINIUM;50 MM H,35 MM W,24 G ;W/2 HOLES FOR 12 G CLOUTS,(STOCK CODE 11430) OR 2.4 MM RIVETS (STOCK CODE 15785);BAG OF 100;FOR POLE | Signs
5961 | NUMERAL,SIGN. | NUMBER 5;ALUMINIUM;50 MM H,35 MM W,24 G ;W/2 HOLES FOR 12 G CLOUTS,(STOCK CODE 11430) OR 2.4 MM RIVETS (STOCK CODE 15785);BAG OF 100;FOR POLE | Signs
5963 | NUMERAL,SIGN. | NUMBER 7;ALUMINIUM;50 MM H,35 MM W,24 G ;W/2 HOLES FOR 12 G CLOUTS,(STOCK CODE 11430) OR 2.4 MM RIVETS (STOCK CODE 15785);BAG OR 100;FOR POLE | Signs
5964 | NUMERAL,SIGN. | NUMBER 8;ALUMINIUM;50 MM H,35 MM W,24 G ;W/2 HOLES FOR 12 G CLOUTS,(STOCK CODE 11430) OR 2.4 MM RIVETS (STOCK CODE 15785);BAG OF 100;FOR POLE | Signs
11621 | NUMERAL,SIGN. | NUMBER 1;VINYL,BLACK;25 MM H; STICK ON;AS1744 SERIES C NUMERALS;ON APPLICATION PAPER;STRIPS OF 10;FOR U/W RETROREFLECTIVE SIGNS;NUMBER & | Signs
11623 | NUMERAL,SIGN. | NUMBER 3;VINYL,BLACK;25 MM H; STICK ON;AS1744 SERIES C NUMERALS;ON APPLICATION PAPER;STRIPS OF 10;FOR U/W RETROREFLECTIVE SIGNS NUMBER & | Signs
11625 | NUMERAL,SIGN. | NUMBER 5;VINYL,BLACK;25 MM H; STICK ON;AS1744 SERIES C NUMERALS;ON APPLICATION PAPER;STRIPS OF 10;FOR U/W RETROREFLECTIVE SIGNS;NUMBER & | Signs
14806 | NUMERAL,SIGN. | NUMBER 2;BLACK 3M SCOTCHCAL 220 SERIES PREMIUM CAST VINYL OR EQUIV;COVERED WITH CLEAR APPLICATION TAPE;50 MM H; STICK ON;AS1744 SERIES C;ON APPLICATION | Signs
14805 | NUMERAL,SIGN. | NUMBER 1;BLACK 3M SCOTCHCAL 220 SERIES PREMIUM CAST VINYL OR EQUIV;COVERED WITH CLEAR APPLICATION TAPE;50 MM H; STICK ON;AS1744 SERIES C;ON APPLICATION | Signs
14804 | NUMERAL,SIGN. | NUMBER 0;BLACK 3M SCOTCHCAL 220 SERIES PREMIUM CAST VINYL OR EQUIV;COVERED WITH CLEAR APPLICATION TAPE;50 MM H; STICK ON;AS1744 SERIES C;ON APPLICATION | Signs
14424 | NUMERAL,SIGN. | NUMBER 3;VINYL;BACKGROUND 75 MM X 70 MM ;NUMERAL 65 MM NOM H,45 MM NOM W;4 X 2.5 MM HOLES;STICK ON; WHITE REFLECTIVE BACKGROUND;U/W HARDWOOD POLES;AS PER | Signs
11630 | NUMERAL,SIGN. | NUMBER 0;VINYL,BLACK;25 MM H; STICK ON;AS1744 SERIES C NUMERALS;ON APPLICATION PAPER;STRIPS OF 10;FOR U/W RETROREFLECTIVE SIGNS;NUMBER & | Signs
11629 | NUMERAL,SIGN. | NUMBER 9;VINYL,BLACK;25 MM H; STICK ON;AS1744 SERIES C NUMERALS;ON APPLICATION PAPER;STRIPS OF 10;FOR U/W RETROREFLECTIVE SIGNS;NUMBER & | Signs
11628 | NUMERAL,SIGN. | NUMBER 8;VINYL,BLACK;25 MM H; STICK ON;AS1744 SERIES C NUMERALS; ON APPLICATION PAPER;STRIPS OF 10;FOR U/W RETROREFLECTIVE SIGNS;NUMBER & | Signs
11627 | NUMERAL,SIGN. | NUMBER 7;VINYL,BLACK;25 MM H; STICK ON;AS1744 SERIES C NUMERALS;ON APPLICATION PAPER;STRIPS OF 10; FOR U/W RETROREFLECTIVE SIGNS;NUMBER & | Signs
11626 | NUMERAL,SIGN. | NUMBER 6;VINYL,BLACK;25 MM H; STICK ON;AS1744 SERIES C NUMERALS;ON APPLICATION PAPER;STRIPS OF 10; FOR U/W RETROREFLECTIVE SIGNS;NUMBER & | Signs
20204 | NUMERAL,SIGN. | NUMBER 3;VINYL;25 MM H NUMBERING;40 MM SQ BACKGROUND;ADHESIVE BACKED;WHITE REFLECTIVE PRINT;ON GREEN BACKGROUND; U/W STEEL COLUMNS;PACK OF 100; | Signs
14813 | NUMERAL,SIGN. | NUMBER 9;BLACK 3M SCOTCHCAL 220 SERIES PREMIUM CAST VINYL OR EQUIV;COVERED WITH CLEAR APPLICATION TAPE;50 MM H; STICK ON;AS1744 SERIES C;ON APPLICATION | Signs
14812 | NUMERAL,SIGN. | NUMBER 8;BLACK 3M SCOTCHCAL 220 SERIES PREMIUM CAST VINYL OR EQUIV;COVERED WITH CLEAR APPLICATION TAPE;50 MM H; STICK ON;AS1744 SERIES C;ON APPLICATION | Signs
14811 | NUMERAL,SIGN. | NUMBER 7;BLACK 3M SCOTCHCAL 220 SERIES PREMIUM CAST VINYL OR EQUIV;COVERED WITH CLEAR APPLICATION TAPE;50 MM H; STICK ON;AS1744 SERIES C;ON APPLICATION | Signs
14810 | NUMERAL,SIGN. | NUMBER 6 OR 9;BLACK 3M SCOTCHCAL 220 SERIES PREMIUM CAST VINYL OR EQUIV; COVERED WITH CLEAR APPLICATION TAPE; 50 MM H;STICK ON;AS1744 SERIES C;ON | Signs
14809 | NUMERAL,SIGN. | NUMBER 5;BLACK 3M SCOTCHCAL 220 SERIES PREMIUM CAST VINYL OR EQUIV;COVERED WITH CLEAR APPLICATION TAPE;50 MM H; STICK ON;AS1744 SERIES C;ON APPLICATION | Signs
14808 | NUMERAL,SIGN. | NUMBER 4;BLACK 3M SCOTCHCAL 220 SERIES PREMIUM CAST VINYL OR EQUIV;COVERED WITH CLEAR APPLICATION TAPE;50 MM H; STICK ON;AS1744 SERIES C;ON APPLICATION | Signs
14807 | NUMERAL,SIGN. | NUMBER 3;BLACK 3M SCOTCHCAL 220 SERIES PREMIUM CAST VINYL OR EQUIV;COVERED WITH CLEAR APPLICATION TAPE;50 MM H; STICK ON;AS1744 SERIES C;ON APPLICATION | Signs
11624 | NUMERAL,SIGN. | NUMBER 4;VINYL,BLACK;25 MM H; STICK ON;AS1744 SERIES C NUMERALS;ON APPLICATION PAPER;STRIPS OF 10;FOR U/W RETROREFLECTIVE SIGNS;NUMBER & | Signs
11622 | NUMERAL,SIGN. | NUMBER 2;VINYL,BLACK;25 MM H; STICK ON;AS1744 SERIES C NUMERALS;N APPLICATION PAPER;STRIPS OF 10;FOR U/W FOR U/W RETROREFLECTIVE SIGNS;NUMBER & | Signs
5962 | NUMERAL,SIGN. | NUMBER 6 OR 9;ALUMINIUM;50 MM H,35 MM W 24 G;W/2 HOLES FOR 12 G CLOUTS, SC11430) OR 2.4 MM RIVETS (SC15785); FOR POLE IDENTIFICATION;BAG OF 100; | Signs
5958 | NUMERAL,SIGN. | NUMBER 2;ALUMINIUM;50 MM H,35 MM W,24 G ;W/2 HOLES FOR 12 G CLOUTS,(STOCK CODE 11430); OR 2.4 MM RIVETS (STOCK CODE 15785);FOR POLE IDENTIFICATION;PACK | Signs
5959 | NUMERAL,SIGN. | NUMBER 3;ALUMINIUM;50 MM H,35 MM W,24 G ;W/2 HOLES FOR 12 G CLOUTS,(STOCK CODE 11430) OR 2.4 MM RIVETS (STOCK CODE 15785);BAG OF 100;FOR POLE | Signs
8989 | NUT,EYE | STEEL,STRUCTURAL GDE 250;GALV;M20;ISO M; 40 MM DIA EYE;98 KN MIN FAILING LOAD; IN ACCORD QESI STD;BAGS OF 20,PACK WEIGHT 20 KG; | Line Support Equip
2490605 | NUT,EYE | S/Steel Gde 304, STD, M20, ISO M, 40mm Dia Eye, 98kN Min Failing Load, in Accord QESI STD, Dwg 1895-A4-REV H (P20) | Bolts, Washers & Fasteners
15257 | NUT,EYE | STEEL,STRUCTURAL GDE 250;GALV;M16;ISO M; 40 MM EYE;62 KN MIN FAILING LOAD;BAGS OF 30,PACK WEIGHT 18 KG; | Line Support Equip
21381 | NUT,EYE | STEEL;CADMIUM PLATED;M8;SWL 0.14T; | Bolts, Washers & Fasteners
21383 | NUT,EYE | STEEL;CADMIUM PLATED;M12;SWL 0.34T; | Bolts, Washers & Fasteners
9383 | NUT,EYE | STEEL,FORGED;GALV;M24;ISO M;THIMBLE TYPE ;141 KN MIN FAILING LOAD,TO BE MARKED "M ";BATCH CERTIFICATES REQUIRED;BAGS OF 20 ,PACK WEIGHT 21 KG; | O/Head Line
21831 | NUT,HOOK | STEEL;GALV;M16 HOOK NUT; | Bolts, Washers & Fasteners
23367 | NUT,HOOK | NUT CONNECTOR - TO SUIT CABLE SOCKS; STAINLESS STEEL WLL - 3T MARKING REQUIRED | Hardware & Tools
571 | NUT,PLAIN,HEXAGON | BRASS;THIN NUT;3/16 IN;BSW;BOX OF 100; | Bolts, Washers & Fasteners
2478279 | NUT,PLAIN,HEXAGON | M24, S/Steel Gde 304, Aust Std, (scm) | Bolts, Washers & Fasteners
2478261 | NUT,PLAIN,HEXAGON | M20, S/Steel Gde 304, Aust Std, (scm) | Bolts, Washers & Fasteners
2400094 | NUT,PLAIN,HEXAGON | BRASS;STD;1/4 IN;BSW;BOX OF 100,PACK WEIGHT 0.3 KG; | Bolts, Washers & Fasteners
21325 | NUT,PLAIN,HEXAGON | NYLON;M10 HEX NUT;FOR USE AS FIXING MEDIUM FOR PANELS IN OLD STYLE LINK PILLARS;REFER SC21328 FOR NYLON BOLT; BOX OF 100; | Bolts, Washers & Fasteners
19775 | NUT,PLAIN,HEXAGON | GALV;STEEL NUT;M24;GDE 8.8;O/H TRANSMISSION;PACK OF 50; | Bolts, Washers & Fasteners
19774 | NUT,PLAIN,HEXAGON | GALV;STEEL NUT;M20;GDE 8.8;O/H TRANSMISSION HARDWARE;PACK OF 100; | Bolts, Washers & Fasteners
19750 | NUT,PLAIN,HEXAGON | M50 NICKEL PLATED BRASS HEX NUT;FOR USE ON M50 METAL CABLE GLAND GU50;REFER SC19749 FOR CABLE GLAND;PACK OF 500, PACK WEIGHT 40 KG;TWO MAN LIFT; | Bolts, Washers & Fasteners
10904 | NUT,PLAIN,HEXAGON | STAINLESS STEEL,GDE 304;STD;M16;ISO M; AS1444;BOX OF 50,PACK WEIGHT 1.6 KG; | Bolts, Washers & Fasteners
10386 | NUT,PLAIN,HEXAGON | BRASS;STD;M4;ISO M;Pack of 200 | Bolts, Washers & Fasteners
622 | NUT,PLAIN,HEXAGON | STAINLESS STEEL,GDE 304;STD;M12;ISO M; AS2837/AS1449 (MATERIAL),AS1112 DIMENSIONS);BOX OF 100,PACK WEIGHT 1.7 KG; | Bolts, Washers & Fasteners
621 | NUT,PLAIN,HEXAGON | STAINLESS STEEL,GDE 304;THIN NUT;M10;ISO M;AS2837/AS1449 (MATERIAL),AS1112 (DIMENSIONS);BOX OF 100,PACK WEIGHT 0.7 KG; | Bolts, Washers & Fasteners
620 | NUT,PLAIN,HEXAGON | STAINLESS STEEL,GDE 304;THIN NUT;M8;ISO M;AS1444;BOX OF 100,PACK WEIGHT 0.3 KG; | Bolts, Washers & Fasteners
619 | NUT,PLAIN,HEXAGON | STAINLESS STEEL,GDE 304;STD;M6;ISO M; AS1444;BOX OF 100,PACK WEIGHT 0.25 KG; | Bolts, Washers & Fasteners
615 | NUT,PLAIN,HEXAGON | STEEL;GALV;STD;M24;ISO M;Pack of 100 | Bolts, Washers & Fasteners
614 | NUT,PLAIN,HEXAGON | STEEL;GALV;STD;M20;ISO M;BAG OF 100, PACK WEIGHT 6.50 KG; | Bolts, Washers & Fasteners
613 | NUT,PLAIN,HEXAGON | Steel;GALV;STD;M16;ISO M;Pack of 200; | Bolts, Washers & Fasteners
612 | NUT,PLAIN,HEXAGON | STEEL;GALV;STD;M12;ISO M;BAG OF 100, PACK WEIGHT 1.16 KG; | Bolts, Washers & Fasteners
611 | NUT,PLAIN,HEXAGON | STEEL;GALV;STD;M10;ISO M;BOX OF 100; | Bolts, Washers & Fasteners
579 | NUT,PLAIN,HEXAGON | BRASS;STD;M6;ISO M | Bolts, Washers & Fasteners
13578 | NUT,PLAIN,HEXAGON | BRASS;NICKEL PLATED;STD;4 MM,.7 MM PITCH ;ISO M;Pack of 200; | Bolts, Washers & Fasteners
13225 | NUT,PLAIN,HEXAGON | STAINLESS STEEL,GDE 304;STD;M10;ISO M; AS1444;BOX OF 100,PACK WEIGHT 1.16 KG; ACCESSORIES HELD IN DESPATCH; | Bolts, Washers & Fasteners
12889 | NUT,PLAIN,HEXAGON | STAINLESS STEEL,GDE 304;STD;M8;ISO M; AS1444;BOX OF 100,PACK WEIGHT 0.52 KG; | Bolts, Washers & Fasteners
2662 | NUT,PLAIN,HEXAGON | BRASS;STD;M5;ISO M | Bolts, Washers & Fasteners
983 | NUT,PLAIN,HEXAGON | BRASS;NICKEL PLATED;1/2 NUT,LOCKNUT; M5 ISO M | Bolts, Washers & Fasteners
576 | NUT,PLAIN,HEXAGON | BRASS;STD;5/32 IN;BSW;BOX OF 100,PACK WEIGHT 0.08 KG; | Bolts, Washers & Fasteners
578 | NUT,PLAIN,HEXAGON | BRASS;STD;3/16 IN;BSW;BOX OF 200; | Bolts, Washers & Fasteners
577 | NUT,PLAIN,HEXAGON | BRASS;STD;1/8 IN;BSW;Pack of 200 | Bolts, Washers & Fasteners
21327 | NUT,PLAIN,HEXAGON | NYLON;M6 HEX NUT;FOR USE AS FIXING MEDIUM FOR PANELS IN OLD STYLE LINK PILLARS;REFER SC21328 FOR NYLON BOLT; BOX OF 100; | Bolts, Washers & Fasteners
13203 | NUT,PLAIN,WING | STAINLESS STEEL,GDE 316;M12;ISO M;BOX OF 50,PACK WEIGHT 3.0 KG; | Bolts, Washers & Fasteners
2498442 | NUT,PLAIN,WING | Lug-All Serial Hoist Wing Nut, for Handle Attachment | Tools & Equipment
8532 | NUT,SELF-LOCKING,GANG CHANNEL | STEEL,RD;ZINC PLATED;M10;ISO M;W/LONG SPRING & SERRATED GROOVED HD;BOX OF 100, PACK WEIGHT 4.10 KG; | Line Support Equip
9898 | NUT,SELF-LOCKING,GANG CHANNEL | STEEL,RD;ZINC PLATED;M10;ISO M;W/SHORT SPRING & SERRATED GROOVED HD;PACK OF 100,PACK WEIGHT 4.10 KG; | Line Support Equip
10869 | NUT,SELF-LOCKING,GANG CHANNEL | STEEL,RD;ZINC-PLATED;M8;ISO M;W/SHORT SPRING & SERRATED GROOVED HD;BOX OF 100, PACK WEIGHT 4.10 KG; | Line Support Equip
10885 | NUT,SELF-LOCKING,GANG CHANNEL | STEEL,RD;ZINC PLATED;M12;ISO M;W/LONG SPRING & SERRATED GROOVED HD;PACK OF 100,PACK WEIGHT 4.10 KG; | Line Support Equip
21308 | NUT,SELF-LOCKING,GANG CHANNEL | STEEL;GALV;HOT DIPPED;M6;ISO M;W/LONG SPRING & SERRATED GROVED HD;BOX OF 100,PACK WEIGHT 4.10 KG; | Line Support Equip
139279 | NUT,SELF-LOCKING,GANG CHANNEL | OBLONG;STEEL; ZINC PLATED;M8;WITH SPRING ;PACK OF 100,PACK WEIGHT 4.10 KG; | Line Support Equip
642 | NUT,SELF-LOCKING,HEXAGON. | STEEL;ZINC PLATED;NYLON INSERT TYPE;M6; ISO M;PACK OF 100; | Bolts, Washers & Fasteners
21070 | NUT,SELF-LOCKING,HEXAGON. | STAINLESS STEEL;GDE 304;NYLOC;M6 NUT; REFER SC21069 FOR SETSCREW;REQUIRED TO SECURE TOMBSTONE PILLARS AS OUTLINED IN PILLAR WORK PRACTICE;BOX OF | Bolts, Washers & Fasteners
21982 | NUT,SELF-LOCKING,HEXAGON. | STAINLESS STEEL;GDE 304;NYLOC M8 NUT; REFER TO SC00902 FOR SETSCREW;REQUIRED TO SECURE TOMBSTONE PILLARS AS OUTLINED IN PILLAR WORK PRACTICE; | Bolts, Washers & Fasteners
646 | NUT,SHEET SPRING. | SPRING STEEL;ZINC-PLATED;M6;ISO M; W/O SPRING;PACK OF 100,PACK WEIGHT 2.0 KG; | Line Support Equip
2470813 | OHMMETER | RMO-H3 Micro-Ohmmeter, 300A, Hand Held c/w Current & Sense Cables 1.3m with TTA Clamps | Hardware & Tools
19331 | OLTC MECHANISM | OLTC BRAIDS FOR 'D' TYPE; (185 MM); C839; SUITS ATL/FULLER F OLTC; | Elect & Maintenance Spares
5727 | OUTREACH ARM | Minor Road, 1.5m Double, 5 Deg Upcast, Galv Steel, EQTS 05-02-01, Dwg 05-02-14 (scm) | Street Lighting Poles
19534 | OUTREACH ARM | Estate Minor Road, 0.5m Double, 0 Deg Upcast, Galv Steel, Navy, EQTS 05-02-01 (scm) | Street Lighting Poles
19533 | OUTREACH ARM | Estate Minor Road, 0.5m Single, 0 Deg Upcast, Galv Steel, Navy, EQTS 05-02-01 (scm) | Street Lighting Poles
18673 | OUTREACH ARM | Estate Minor Road, 0.5m Single, 0 Deg Upcast, Galv Steel, Blue/Grey, EQTS 05-02-01 (scm) | Street Lighting Poles
18672 | OUTREACH ARM | Estate Minor Road, 0.5m Single, 0 Deg Upcast, Galv Steel, Green, EQTS 05-02-01 (scm) | Street Lighting Poles
18671 | OUTREACH ARM | Estate Minor Road, 0.5m Single, 0 Deg Upcast, Galv Steel, Black, EQTS 05-02-01 (scm) | Street Lighting Poles
17871 | OUTREACH ARM | Estate Minor Road, 0.5m Double, 0 Deg Upcast, Galv Steel, Blue/Grey, EQTS 05-02-01 (scm) | Street Lighting Poles
17870 | OUTREACH ARM | Estate Minor Road, 0.5m Double, 0 Deg Upcast, Galv Steel, Black, EQTS 05-02-01 (scm) | Street Lighting Poles
17231 | OUTREACH ARM | Estate Minor Road, 0.5m Double, 0 Deg Upcast, Galv Steel, Green, EQTS 05-02-01 (scm) | Street Lighting Poles
16891 | OUTREACH ARM | Minor Road, 0.5m Single, 0 Deg Upcast, Galv Steel, EQTS 05-02-01, Dwg 7668 (scm) | Street Lighting Poles
16824 | OUTREACH ARM | Extension Major Road, 1.5m, Galv Steel, MA7 c/w 2 x M6x60mm S/Steel Bolt, 2 x M6 Nylok Nuts & 2 x M6 Washers, EQTS 05-02-01, Dwg 05-02-07 (scm) | Street Lighting Poles
2471126 | OUTREACH ARM | Major Road, 6.0m Single, Galv Steel | Street Lights
5750 | OUTREACH ARM | Major Road, 3.0m Single, Galv Steel, MA6, EQTS 05-02-01, Dwg 05-02-07 (scm) | Street Lighting Poles
5733 | OUTREACH ARM | Minor Road, 1.5m Single, 5 Deg Upcast, Galv Steel, EQTS 05-02-01, Dwg 05-02-14 (scm) | Street Lighting Poles
5734 | OUTREACH ARM | Major Road, 1.5m Single, Galv Steel, MA5, EQTS 05-02-01, Dwg 05-02-07 (scm) | Street Lighting Poles
5728 | OUTREACH ARM | Major Road, 1.5m Double, Galv Steel, MA5, EQTS 05-02-01, Dwg 05-02-07 (scm) | Street Lighting Poles
5747 | OUTREACH ARM | Major Road, 3.0m Double, Galv Steel, MA6, EQTS 05-02-01, Dwg 05-02-07 (scm) | Street Lighting Poles
15594 | OUTREACH ARM,PUBLIC LIGHTING | DUAL ARM,SLIP ON;STEEL;GALV;2 X 42 MM DIA,130 MM LG LANTERN MTG SPIGOTS;76 MM ID,300 MM LG BASE;SPECIAL DUAL OUTREACH, REFER TO RELEVANT WORKS ORDER; | Meters
15672 | OUTREACH ARM,PUBLIC LIGHTING | SPECIAL OUTREACH ARM;STEEL;GALV;TO SUIT COLUMN MTG SPIGOT;76 MM ID,300 MM LG BASE;NON STD MAJOR ROAD STREET LIGHT COLUMN, REFER RELEVANT WORKS ORDER; | Street Lighting Poles
15673 | OUTREACH ARM,PUBLIC LIGHTING | DUAL ARM,SLIP ON;STEEL;GALV;2 X 42 MM DIA,130 MM LG LANTERN MTG SPIGOTS;76 MM ID,300 MM LG BASE;SPECIAL DUAL OUTREACH, REFER TO RELEVANT WORKS ORDER; | Street Lighting Poles
21307 | OUTREACH ARM,PUBLIC LIGHTING | COMBINED;DUAL 3 M OUTREACH ARM;300 MM LG,76 MM DIA SPIGOT;W/EXTRA OUTREACH BRACKET FOR SINGLE PEDESTRAIN CROSSING FLOODLIGHT;COMBINATION;FOR APPROVED | Street Lighting Poles
16587 | OUTREACH ARM,PUBLIC LIGHTING | COMBINED SPECIAL OUTREACH ARMS;DUAL,3 M OUTREACH ARM;130 MM LG,42 MM DIA SPIGOT; W/EXTRA DUAL OUTREACH ARMS FOR PEDESTRIAN CROSSING FLOODLIGHT | Street Lighting Poles
16366 | OUTREACH ARM,PUBLIC LIGHTING | SPECIAL OUTREACH ARM;STEEL;GALV;34 MM DIA LANTERN MTG SPIGOT;50 MM ID,300 MM LG BASE;NON STD MINOR ROAD STREETLIGHT COLUMN;REFER RELEVANT WORKS ORDER; | Street Lighting Poles
15676 | OUTREACH ARM,PUBLIC LIGHTING | DOUBLE ARM,SLIP ON;STEEL;GALV;2 X 42 MM DIA,130 MM LG LANTERN MTG SPIGOTS;76 MM ID,300 MM LG BASE;PEDESTRIAN CROSSING F/L COMBINATION,REFER RELEVANT WORKS | Street Lighting Poles
15675 | OUTREACH ARM,PUBLIC LIGHTING | STANDARD-SINGLE OUTREACH BRACKET;FOR PEDESTRAIN CROSSING FLOODLIGHT;SINGLE OUTREACH BKT FOR S/L-COMBINATION FOR APPROVED COLUMN;2 X 42 MM DIA;130 MM | Street Lighting Poles
15674 | OUTREACH ARM,PUBLIC LIGHTING | DOUBLE ARM,SLIP ON;STEEL;GALV;2 X 42 MM DIA,130 MM LG LANTERN MTG SPIGOTS;76 MM ID,300 MM LG BASE;COMBINED S/L PEDESTRIAN CROSSING F/L COMBINATION, | Street Lighting Poles
5389 | OUTREACH HEADFRAME | Major Road, High Mast, 4 Way, Galv Steel, EQTS 05-02-01, Dwg 05-02-06 (scm) | Street Lighting Poles
16823 | OUTREACH HEADFRAME | Major Road, High Mast, 1 Way, Galv Steel, EQTS 05-02-01, Dwg 05-02-06 (scm) | Street Lighting Poles
5390 | OUTREACH HEADFRAME | Major Road, High Mast, 3 Way, Galv Steel, EQTS 05-02-01, Dwg 05-02-06 (scm) | Street Lighting Poles
13940 | OUTREACH HEADFRAME | Major Road, High Mast, 2 Way, Galv Steel, EQTS 05-02-01, Dwg 05-02-06 (scm) | Street Lighting Poles
14976 | OXYGEN,TECHNICAL | INDUSTRIAL;D SIZE CYLINDER (CAPACITY 1.5 CU METRE); | Dangerous Goods
14978 | OXYGEN,TECHNICAL | INDUSTRIAL;G SIZE CYLINDER (CAPACITY 7.6 CU METRE); | Dangerous Goods
14977 | OXYGEN,TECHNICAL | INDUSTRIAL;E SIZE CYLINDER (CAPACITY 3.8 CU METRE); | Dangerous Goods
2498301 | PAD | Anti-Vibration Pad, 461 x 230 x 37.5mm, Nitrile, Black, suit 750kPa, 7600kg Max Loading, Dwg 668-0070E | Substation Accessories
2401721 | PAD, SCOURING | Industrial, green, nylon, economy, 230 x 150mm | General
2485142 | PAD,HELMET | Gallet Comfort Liner Kit, for LH050 Helicopter Helmet | HS & PPE
2496776 | PAD,HELMET | Versaflo M-957, Forehead Comfort Pad, for Versaflo TR-300 Series PAPR, Pack of 20 | HS & PPE
2485175 | PAD,HELMET | Nephos Comfort Liner, X-Large, 1/2" Thk, for Aspida Flight Helmet | HS & PPE
2485183 | PAD,HELMET | Nephos Comfort Liner, X-Large, 1/4" Thk, for Aspida Flight Helmet | HS & PPE
2485191 | PAD,HELMET | Nephos Comfort Liner, X-Large, 3/4" Thk, for Aspida Flight Helmet | HS & PPE
2485217 | PAD,HELMET | Nephos Comfort Liner, X-Large, 5/8" Thk, for Aspida Flight Helmet | HS & PPE
2485209 | PAD,HELMET | Nephos Comfort Liner, X-Large, 3/8" Thk, for Aspida Flight Helmet | HS & PPE
4148 | PAD,ISOPROPYL ALCOHOL IMPREGNATED | 2 PLY MED 70%;***N.B. UNIT OF ISSUE IS EACH PAD & NOT EACH BOX***BOX OF 200, PACK WEIGHT 500 G; | General
22999 | PAD,KNEE | Gel Foam Knee Pad; Gel Comfort With Slip Resistant; Puncture Resistant Soft Cap; Adjustable Velcro Strap; Proflex 350. | HS & PPE
2907 | PADDLE,FOOD STIRRING | WOOD;350 MM O/A LG;FOR MIXING EPOXY RESIN; | PPE, Hardware & Tools
3160 | PADLOCK | SOLID BRASS CASE,BRASS SHACKLE; 45 MM W CASE,W/19 MM SHACKLE CLEARANCE; RANDOM KEYED; 2 KEYS;(LOCKWOOD TYPE 234B OR SIMILAR);PACK SIZE 20,PACK | General Hardware
3171 | PADLOCK | SOLID BRASS CASE,STEEL SHACKLE; 30 MM W CASE,W/13 MM SHACKLE CLEARANCE; W/KEYS;FOR GENERAL USE;(LOCKWOOD 232); PACK OF 10,PACK WEIGHT 1.0 KG; | General Hardware
3168 | PADLOCK | SOLID BRASS CASE,BRASS SHACKLE; 45 MM W CASE,W/19 MM SHACKLE CLEARANCE; MASTER KEYED,(G SERIES) TO MK SYSTEM; 2 KEYS;STAMPED ENERGEX;FOR TRANSMISSION | General Hardware
3169 | PADLOCK | SOLID BRASS CASE,STEEL SHACKLE; 45 MM W CASE,W/38 MM SHACKLE CLEARANCE; INDIVIDUALLY KEYED,EACH W/2 KEYS; (LOCKWOOD 234A);PACK SIZE 20,PACK | General Hardware
13133 | PADLOCK | SOLID BRASS CASE,BRASS SHACKLE;45 MM W CASE W/38 MM SHACKLE CLEARANCE;NO KEYS; KEYED ALIKE TO M0444/S5 SYSTEM;BOX OF 20,WEIGHT 6.5 KG;FOR USE ON AIRBREAK | General Hardware
14363 | PADLOCK | SOLID BRASS CASE,STEEL SHACKLE;45 MM W CASE,W/38 MM SHACKLE CLEARANCE;NO KEYS; KEYED ALIKE TO S3 SYSTEM;FOR USE IN SUBSTATIONS;(OZ LOCK 234 A);BOX OF 20, | General Hardware
2491207 | PADLOCK | Solid Brass Case, No Shackle, No Keys, Energex Logo, Keyed to M0444/S3 System, use in Padlockable Pit Lids SPECIAL FEATURES: | General Hardware
2491199 | PADLOCK | Solid Brass Case, No Shackle, No Keys, Energex Logo, Keyed to M0444/S1 System, use in Padlockable Pit Lids SPECIAL FEATURES: | General Hardware
23335 | PADLOCK | PD TYPE LOCK CYLINDER REPLACEMENT OF EXISTING CYLINDER LOCKS AT SG SITES; | General Hardware
22557 | PADLOCK | SOLID BRASS CASE;STAINLESS STEEL SHACKLE (5 MM - 6 MM);50 MM SHACKLE CLEARANCE;NO KEYS;KEYED ALIKE TO M0444/S8;FOR MOBILE GENERATORS & HV PLANT;PACK OF 10; | General Hardware
21759 | PADLOCK | SOLID BRASS CASE;STAINLESS STEEL SHACKLE ;50 MM SHACKLE CLEARANCE;NO KEYS;KEYED ALIKE TO M0444/S1,S2,S3,S4,S5,S8;FOR HV PLANT;PACK OF 10,PACK WEIGHT 3.5 KG; | General Hardware
21724 | PADLOCK | SOLID BRASS CASE;STAINLESS STEEL SHACKLE ;45 MM W CASE;38 MM SHACKLE CLEARANCE; NO KEYS;KEYED ALIKE TO S5 SYSTEM;FOR USE IN EXISTING ABS LOCKS;OZ1/2340S2/S5; | General Hardware
21723 | PADLOCK | SOLID BRASS CASE;STAINLESS STEEL SHACKLE ;45 MM W CASE;CASE 38 MM SHACKLE CLEARANCE;NO KEYS;KEYED ALIKE TO S3 SYSTEM;FOR USE IN CUBICLE TRANS,GT'S, | General Hardware
21722 | PADLOCK | SOLID BRASS CASE;STAINLESS STEEL SHACKLE ;45 MM W CASE;CASE 19 MM SHACKLE CLEARANCE;NO KEYS;KEYED ALIKE TO S3 SYSTEM;FOR USE IN CUBICLE TRANS,GT'S, | General Hardware
20246 | PADLOCK | LOCKABLE L TYPE HANDLE;U/W SC20247 & SC20248;USED FOR REVENUE METERING; | Hardware & Tools
19389 | PADLOCK | SOLID BRASS CASE;LONG SHANKED;STEEL SHACKLE;45 MM W CASE;38 MM SHACKLE CLEARANCE;NO KEYS;KEYED ALIKE TO M0444/S1 SYSTEM;USED IN SUBSTN (OZ LOCK) | General Hardware
16729 | PADLOCK | SOLID BRASS CASE,BRASS SHACKLE;45 MM W CASE,W/38 MM SHACKLE CLEARANCE;NO KEYS, KEYED ALIKE TO S2 SYSTEM;FOR USE IN SUBSTATIONS;(OZ LOCK);BOX OF 20,WEIGHT | General Hardware
14385 | PADLOCK | SOLID BRASS CASE,STEEL SHACKLE;45 MM W CASE,W/19 MM SHACKLE CLEARANCE;NO KEYS; KEYED ALIKE TO S3 SYSTEM;FOR USE IN SUBSTATIONS,(OZ 234 LOCKS ARE STAMPED | General Hardware
13468 | PADLOCK | SOLID BRASS CASE,BRASS SHACKLE;45 MM W CASE,W/19 MM SHACKLE CLEARANCE;NO KEYS; KEYED ALIKE TO M0444/S6 SYSTEM;BOX OF 20 ,WEIGHT 6.5 KG;FOR LOCKING OF SCRAP | General Hardware
8469 | PADLOCK | SOLID BRASS CASE,STEEL SHACKLE;30 MM W CASE,W/38 MM SHACKLE CLEARANCE;W/KEYS; INDIVIDUALLY KEYED;FOR GENERAL USE; (LOCKWOOD 232 AA);PACK WEIGHT 1.1 KG; | General Hardware
2495778 | PAINT | Fireshell F1E HV, Grey, 15L, Intumescent Bushfire Resistant Coating | General Hardware
3891 | PAINT,FINISHING | GENERAL PURPOSE;FULL GLOSS;BLACK; 1 L CAN,PACK WEIGHT 1 KG; | Dangerous Goods
3912 | PAINT,FINISHING | GENERAL PURPOSE;HIGH GLOSS;CHERRY RED; 10 MIN DRYING;310 G SPRAYCAN, CARTON OF 12,PACK WEIGHT 4 KG;FOR USE INSIDE & OUTSIDE; | Dangerous Goods
3914 | PAINT,FINISHING | GENERAL PURPOSE;HIGH GLOSS; WHITE;10 MIN DRYING;325 G SPRAYCAN, CARTON OF 12,PACK WEIGHT 4 KG;FOR USE INSIDE & OUTSIDE; | Dangerous Goods
3937 | PAINT,FINISHING | WEATHER SHIELD;GLOSS;VIVID WHITE; 4 L CAN,PACK WEIGHT 4 KG; | Dangerous Goods
2471365 | PAINT,FINISHING | Touch Up, Ready Match, Grey, 341g Aerosol Pressure Pack Can, for PUPI Composite Crossarms (scm) | Dangerous Goods
22657 | PAINT,FINISHING | FULL GLOSS ENAMEL;TRANSFORMER GREY; FAST DRYING;375 G SPRAYCAN;TOUCH UP PAINT FOR TRANSFORMERS;PACK OF 6 | Dangerous Goods
14356 | PAINT,FINISHING | TOUCH-UP PAINT; NON-FLUORESCENT;GREY;FOR SPRAYING;N42 TO AS2700;CARTON OF 12,CAN 350 G,PACK WEIGHT 6 KG;TRIGGER CAP SPRAY CAN,FOR TOUCH UP PAINT ON | Hardware & Tools
14010 | PAINT,FINISHING | MARKING PAINT;ALL FLUORESCENT;ORANGE;FOR SPRAYING;TRIG-A-CAP SPRAYCAN;CARTON OF 12,PACK WEIGHT 4.8 KG FOR USE ON MARKING OF UNDERGROUND PITS & TRENCHES; | PPE, Hardware & Tools
11398 | PAINT,FINISHING | Marking Paint;Fluroscent Yellow; ;350 g,Forestry & Plantation Marker; ; Dy-Mark Spray Writer; 360 Deg Valve; For Marking Of Condemned Poles; | PPE, Hardware & Tools
3941 | PAINT,FINISHING | GENERAL PURPOSE;HIGH GLOSS; FOREST GREEN;325 G SPRAYCAN; PACK OF 12,PACK WEIGHT 4 KG; | Dangerous Goods
3915 | PAINT,FINISHING | General Purpose, High Gloss Y 14 Ultra Golden Yellow, 325g Aerosol Can, Interior & Exterior Use (P12) | Dangerous Goods
3913 | PAINT,FINISHING | GENERAL PURPOSE;HIGH GLOSS; SATIN SILVER;10 MIN DRYING;310 G SPRAYCAN,CARTON OF 12,PACK WEIGHT 4 KG; FOR USE INSIDE & OUTSIDE; | Dangerous Goods
3911 | PAINT,FINISHING | GENERAL PURPOSE;FULL GLOSS; MIDNIGHT BLUE;310G SPRAYCAN; CARTON OF 6; | Dangerous Goods
3893 | PAINT,FINISHING | GENERAL PURPOSE;HIGH GLOSS;VIVID WHITE FOR BRUSHING;1 L CAN,PACK WEIGHT 1 KG; | Dangerous Goods
3901 | PAINT,FINISHING | FULL GLOSS ENAMEL;TRANSFORMER GREY; 4 L CAN;AS2700-1996; | Dangerous Goods
3910 | PAINT,FINISHING | GENERAL PURPOSE;HIGH GLOSS;BLACK; 10 MIN DRYING;310 G SPRAYCAN, CARTON OF 12,PACK WEIGHT 4 KG;FOR USE INSIDE & OUTSIDE; | PPE, Hardware & Tools
3892 | PAINT,FINISHING | GENERAL PURPOSE;FULL GLOSS;STORM GREY N42;1 L CAN;USED AS TOUCH UP PAINT FOR SUBSTATION PLANT;PURCHASE IN 1 L CANS ONLY,PACK WEIGHT 1 KG; | Dangerous Goods
17402 | PAINT,MARKING | Spray & Mark, Marking Ink, Matt Black, Quick Dry, 350g Aerosol, Carton of 12 | PPE, Hardware & Tools
111617 | PAINT,MARKING | LINE SPRAY, YELLOW 500G (LEAD FREE) PACK OF 12, PACK WEIGHT 6KG | Hardware & Tools
3963 | PAINT,PRIMING | RED OXIDE ZINC PHOSPHATE;SLOW DRYING; RUST PROOF METAL PRIMER;1 L CAN,PACK WEIGHT 1 KG; | Dangerous Goods
23844 | PALLET, MATERIAL HANDLING | STORAGE PALLET FOR TEMP FENCING PANELS; STILLAGE TO SUIT 2.5M TEMP FENCE PANEL; 25 PANELS PER STILLAGE; | General Hardware
24825 | PANEL | HMI Operator Panel, for NOJA RC10 Series | Switchgear Distribution
5487 | PANEL TERMINAL,STREET LIGHTING | FOR MINOR ROAD STREET LIGHT POLE;230 MM X 60 MM PANEL SIZE,C/W APPROVED TERMINAL BLOCK,CIRCUIT BREAKER & DRIP SHIELD; PACK OF 25,PACK WEIGHT 6.25 KG; | U/G Pits & Pillars
17258 | PANEL TERMINAL,STREET LIGHTING | FOR MAJOR ROAD SLIP BASE POLE;150 MM X 70 MM PANEL SIZE;C/W APPROVED TERMINAL BLOCK & DRIP SHIELD;PACK OF 10,PACK WEIGHT1.0 KG; | U/G Pits & Pillars
10412 | PANEL TERMINAL,STREET LIGHTING | FOR MAJOR ROAD STREET LIGHT POLE; 330 MM X 70 MM PANEL SIZE;C/W APPROVED TERMINAL BLOCK,CIRCUIT BREAKER & DRIP SHIELD;PACK OF 20,PACK WEIGHT 6.25 KG; | U/G Pits & Pillars
23846 | PANEL, FENCING | TEMPORARY WORKSITE FENCING PANELS; A/CLIMB MESH PANEL;40MM OD;2.55M X 2.1M; PANELS COME IN 25 PER PALLET;STILLAGE PALLET SC23844; | Misc Non-Contract Items
19868 | PANEL,ASSEMBLY | AFLC/SACS;INTERFACE RACK;C/W DIGITAL CONTROL; | Misc Non-Contract Items
24130 | PANEL,ASSEMBLY | EQUIPMENT HOUSING; SUIT ABB SPAJ140C RELAY; 100MM PROJECTION; 170MM H, 142MM W; 1.6 ALUMINIUM | Misc Non-Contract Items
20047 | PANEL,ASSEMBLY | PANEL;RELAY;EQUIPMENT HOUSING: SUIT SIEMENS SOLKOR RF RELAY; 100MM PROJECTION:215MM HIGH;150MM WIDE: 1.6MM ALUMINIUM | Misc Non-Contract Items
22297 | PANEL,ASSEMBLY | BLAST SHEET;END PANEL;SUIT LMVP SWITCHGEAR RETROFIT;SET OF 2;ONE SET PER SWITCHBOARD;USED IN C & I SUBSTNS; | Substation
22291 | PANEL,ASSEMBLY | ARC CONTAINMENT DOOR;FOR LMVP SWITCHGEAR RETROFIT;C/W EXTENSION COLLAR ASSEMBLY;TO SUIT 584 MM W PANEL; USED IN C & I SUBSTNS; | Substation
22359 | PANEL,ASSEMBLY | ADDON BUS VT PANEL;FOR OLD STYLE SAFEPLUS SWITCHGEAR;12 KV;3 PHASE; 630 AMP AIR INSUL BUS VT PANEL;WITH 3 X 11000/SQRT3 V;110/SQRT3 V;110/3 V;25 VA | Substation
25440 | PANEL,ASSEMBLY | Internal Power Quality Meter Enclosure 600 mm H, 400 mm W, 300 mm D; Fitted With Test Block; Provision To MTG Meter & Modem | Substation
24879 | PANEL,ASSEMBLY | 3 VT CHANGE OVER BOX; STAINLESS STEEL; 600 MM W,800 MM H,300 MM D S/DOOR; C/W PLC & SICM;USED IN SUBSTNS; | Misc Non-Contract Items
24874 | PANEL,ASSEMBLY | EXTERNAL POWER QUALITY METER ENCLOSURE; 600MM H; 600MM W; 300MM D; FITTED WITH TESTBLOCK PROVISION TO MTG METER & MODEM; | Misc Non-Contract Items
24964 | PANEL,ASSEMBLY | CL-7 Panel Replacement of CL6; CL-7 Control Without Control Cable; ST Fibre Connectors. | Regulator
24871 | PANEL,ASSEMBLY | Equipment Housing, suits ABB RED615 Relay, 50mm Projection, 177 x 186mm | Protection Relay
20073 | PANEL,ASSEMBLY | POWER QUALITY ENCLOSURE;500 MM H; 400 MM W;200 MM D;FITTED WITH TEST BLOCK;PROVISION TO MTG METER & MODEM;U/W SC20072 & SC05051; | Misc Non-Contract Items
11414 | PANEL,BLANK | 4U BLANKING PANEL;ZINC STEEL;PITTWATER GREEN ENAMEL;483 MM LG,172.30 MM W,25 MM SIDES,2 MM THK;19 IN RACK MTG;USED IN FRONT MTG SURFACE OF SACS CUBICLE; | Fabricated Metalware
23208 | PANEL,BLANK | BLANK PLATE, MICOM SIZE 20TE; BRUSHED METAL; AREVA P123; HORIZONTAL - PLATE SIZE 500 x 250 | Fabricated Metalware
23206 | PANEL,BLANK | PLATE,BLANK; SEL TYPE 351-6; VERTICAL - PLATE SIZE 570 X 170; | Fabricated Metalware
23205 | PANEL,BLANK | PLATE,BLANK;AREVA P123; MICOM SIZE 20TE; VERTICAL;PLATE SIZE 570 X 170; | Fabricated Metalware
23204 | PANEL,BLANK | PLATE BLANK; SEL TYPE 351-6; HORIZONTAL;PLATE SIZE 580 X 200; | Fabricated Metalware
23203 | PANEL,BLANK | PLATE BLANK; AREVA P123; MICOM SIZE 20TE HORIZONTAL; PLATE SIZE 580 X 200; | Fabricated Metalware
23201 | PANEL,BLANK | BLANK PLATE, SIZE 1D;SUIT H02 & H04; RELAY CUTOUT; 210MM X 270MM; | Fabricated Metalware
23200 | PANEL,BLANK | BLANK PLATE, SIZE1D;SUIT H02 & H04; EPSILON SIZE 6 CUTOUT; | Fabricated Metalware
18252 | PANEL,BLANK | BLANKING PANEL;FOR GEC RELAY 2D CUTOUT; REFER TO DWG CCSTD-EP001-18; | Fabricated Metalware
18251 | PANEL,BLANK | BLANKING PANEL;FOR GEC RELAY 1.5D CUTOUT ;REFER TO DWG CCSTD-EP001-17; | Fabricated Metalware
18250 | PANEL,BLANK | BLANKING PANEL;FOR GEC RELAY 1D CUTOUT; REFER TO DWG CCSTD-EP001-16; | Fabricated Metalware
18249 | PANEL,BLANK | 18U BLANKING PANEL;FOR 19 IN MTG RACK; REFER TO DWG CCSTD-EP001-14;PACK OF 1; | Fabricated Metalware
18248 | PANEL,BLANK | 12U BLANKING PANEL;FOR 19 IN MTG RACK; REFER TO DWG CCSTD-EP001-13;PACK OF 1; | Fabricated Metalware
18247 | PANEL,BLANK | 11U BLANKING PANEL;FOR 19 IN MTG RACK; REFER TO DWG CCSTD-EP001-12;PACK OF 1; | Fabricated Metalware
18246 | PANEL,BLANK | 10U BLANKING PANEL;FOR 19 IN MTG RACK; REFER TO DWG CCSTD-EP001-11; PACK OF 10; | Fabricated Metalware
18245 | PANEL,BLANK | 9U BLANKING PANEL;FOR 19 IN MTG RACK; REFER TO DWG CCSTD-EP001-10; PACK OF 1; | Fabricated Metalware
18244 | PANEL,BLANK | 8U BLANKING PANEL;FOR 19 IN MTG RACK; REFER TO DWG CCSTD-EP001-09; PACK OF 1; | Fabricated Metalware
24122 | PANEL,BLANK | 5U BLANKING PANEL; SEL787 RELAY CUTOUT; 482 MM RACK TYPE EQUIPMENT PLATE - 5U; REFER DRAWING CCSTD-EP014-42; | Fabricated Metalware
23804 | PANEL,BLANK | NILSTAT; BLANK PLATE;AREVA P123; TERMINAL STRIP;PRE-WIRED ZONE SUBSTATIONS; | Fabricated Metalware
23213 | PANEL,BLANK | BLANK PLATE;W/ RELAY CUTOUT; SUITS ARGUS 1;REPLACES AEI TYPE PBO2; HORIZONTAL PLATE SIZE 580 X 200; | Fabricated Metalware
23211 | PANEL,BLANK | BLANKING PLATE & RELAY CUTOUT; SCHNEIDER/AREVA P123 CUTOUT; VERTICAL PLATE SIZE 249 X 210; SUITABLE TO REPLACE CMG R12; | Fabricated Metalware
18264 | PANEL,BLANK | BLANKING PANEL;FOR MIDOS RELAY 3 X SIZE 4 CUTOUT;REFER TO DWG CCSTD-EP001-30; | Fabricated Metalware
18263 | PANEL,BLANK | BLANKING PANEL;FOR NILSEN RELAY HALF CASE CUTOUT;REFER TO DWG CCSTD-EP001-29; | Fabricated Metalware
18262 | PANEL,BLANK | BLANKING PANEL;FOR AEI RELAY SIZE 2 CUTOUT;REFER TO DWG CCSTD-EP001-28; | Fabricated Metalware
18261 | PANEL,BLANK | BLANKING PANEL;FOR SEAQ RELAY DAR3 CUTOUT;REFER TO DWG CCSTD-EP001-27; | Fabricated Metalware
18260 | PANEL,BLANK | BLANKING PANEL;FOR AEI RELAY TYPE 1B CUTOUT;REFER TO DWG CCSTD-EP001-26; | Fabricated Metalware
18259 | PANEL,BLANK | BLANKING PANEL;FOR AEI RELAY TYPE A CUTOUT;REFER TO DWG CCSTD-EP001-25; | Fabricated Metalware
18258 | PANEL,BLANK | BLANKING PANEL;FOR AEI RELAY SIZE 1 CUTOUT;REFER TO DWG CCSTD-EP001-24; | Fabricated Metalware
18257 | PANEL,BLANK | BLANKING PANEL;FOR GEC RELAY 3D HORIZONTAL CUTOUT;REFER TO DWG CCSTD-EP001-23; | Fabricated Metalware
18256 | PANEL,BLANK | BLANKING PANEL;FOR GEC RELAY 0.5N CUTOUT ;REFER TO DWG CCSTD-EP001-22; | Fabricated Metalware
18255 | PANEL,BLANK | BLANKING PANEL;FOR GEC RELAY 0.25N CUTOUT;REFER TO DWG CCSTD-EP001-21; | Fabricated Metalware
18254 | PANEL,BLANK | BLANKING PANEL;FOR ESP RELAY K3 CUTOUT; REFER TO DWG CCSTD-EP001-20; | Fabricated Metalware
18253 | PANEL,BLANK | BLANKING PANEL;FOR GEC RELAY 3D VERTICAL CUTOUT;REFER TO DWG CCSTD-EP001-19; | Fabricated Metalware
22288 | PANEL,BLANK | SUIT NILSTRAT RELAY;WITH SIZE 4 RELAY CUTOUT;REFER DWG CCSTD-EP022-08;USED IN SUBSTNS; | Fabricated Metalware
20773 | PANEL,BLANK | ASEA EQUIPMENT FRAME BLANK PANEL;24 C; PACK OF 10,PACK WEIGHT 1.5 KG; | Fabricated Metalware
20772 | PANEL,BLANK | ASEA EQUIPMENT FRAME BLANK PANEL; 12 C; 162MM X 83MM; PACK OF 1; | Fabricated Metalware
19885 | PANEL,BLANK | BLANKING PANEL;FOR VETICAL SEL 351 RELAY ; | Fabricated Metalware
4158 | PANEL,ELEC EQUIP | Side Panel, FA2, RA2 & RA5, 45U x 800mm | Fabricated Metalware
2497527 | PANEL,ELEC EQUIP | Side Panel, for FA2P Cubicle, 45U x 800mm, S10016363-03 | Fabricated Metalware
2497519 | PANEL,ELEC EQUIP | Side Panel, for FA1P Cubicle, 48U x 800mm, S10016363-03 | Fabricated Metalware
4160 | PANEL,ELEC EQUIP | Side Panel, RA3 & RA4, 45U x 600mm | Fabricated Metalware
23298 | PANEL,FUSE | FUSE PANEL MOUNTED, ON STEEL FRAME FOR FSD; 400A LV LINK PILLAR; | Substation
2466050 | PANEL,FUSE | Street Lighting for Minor Road Pole, 230 x 46mm Panel c/w Terminal Block, RCBO & Drip Shield, Dwg EQLS-10033, ETS 05-06-01 (scm) | U/G Pits & Pillars
2421212 | PANEL,FUSE | 6 x 100A Fuseholders, Prewired for use in LV Supply Pillars (scm) | U/G Pits & Pillars
13784 | PANEL,FUSE | ELECTRICITY SUPPLY PILLAR;440 V;1 TO 3 PHASE;PANEL,190 MM H,205 MM W,10 MM THK; 3 X 100 AMP FUSES;C/W 6 HOLE N/L;REFER SC 04434 (32 AMP),04451 (80 AMP) & 12454 | U/G Pits & Pillars
25428 | PANEL,INTERFACE | ROCKETPORT INFINITY; 32 PORT; RJ45; 19" RACKMOUNT U/W SC25426 PCI CARD; **NOT PLUG COMPATIBLE WITH OLD SC 21219* ESD-SENSITIVE ELECTRONIC EQUIPMENT; | Communications
25427 | PANEL,INTERFACE | ROCKETPORT INFINITY; 16 PORT; RJ45; 19" RACKMOUNT; U/W SC25426 PCI CARD **NOT PLUG COMPATIBLE WITH OLD SC21217** ESD-SENSITIVE ELECTRONIC EQUIPMENT; | Communications
24117 | PANEL,INTERFACE | ZONE SUBSTATION ALARM INTERFACE PANEL; 15 ALARMS; ENCLOSURE W/MOUNT M/STEEL IP66; H800xW400xD300mm S/DOOR; 15 ALARMS | Communications
21865 | PANEL,INTERFACE | P5.0 PARALLEL I/O INTERFACE KIT;INCLUDES 1 X DIGITAL INTERFACE (PCB 4104A);1 X AN ANALOGUE INTERFACE (PCB 4105A);1 X 10 WAY CONNECTION RIBBON CABLE; BY DIGILIN | Communications
4889 | PANEL,LINKING | THREE WAY,TRIPLE ISOLATION;415 V; THREE PANELS EA 420 MM H X 95 MM W; UEP-8 PANEL W/- 3T8/HC NEUTRAL LINK;FOR SECURITY PURPOSES ONLY;PACK OF 1;PACK | U/G Pits & Pillars
6845 | PANEL,LINKING | ELECTRICITY SUPPLY PILLAR;440 V,3 PHASE; TWO WAY,SINGLE LINK;T SHAPED PANEL; 400 AMP;BOX OF 1,PACK WEIGHT 15 KG; | U/G Pits & Pillars
21807 | PANEL,LINKING | LARGE COMMERCIAL/INDUSTRIAL ELECTICITY SUPPLY PILLAR;TO SUIT BASE SC21753 & TURRET SC21752;PANEL SUITS FRAME SC21806; | U/G Pits & Pillars
16861 | PANEL,LINKING | ELECTRICITY SUPPLY PILLAR;440 V,3 PHASE, 250 AMP CORROSION RESISTANT CFS UNIT;MOUNTED ON PANEL;C/W INSULATING BARRIERS;SUITS FRAME,SC16860 & LINKS, | U/G Pits & Pillars
22630 | PANEL,PATCH | UNLOADED RJ45 PATCH PANEL;1RU;BLACK; No Modules Installed Refer (SC22628); | Hardware & Tools
15194 | PANEL,POWER DISTRIBUTION | 415 V;250 AMP CORROSION RESISTANT CFS UNIT;MOUNTED ON 355 MM H,415 MM W,10 MM THK PANEL;TYPE " X " AS1795;C/W ELECTRO- TINNED NEUTRAL LINK,4 MTG HOLES;PACK OF | U/G Pits & Pillars
20236 | PANEL,POWER DISTRIBUTION | DC DISTRIBUTION BOARD;1400 MM H X 580 MM W X 250 MM D;INCLUDING 160 AMP MAIN SWITCH;60 POLE CHASSIS;C/W CB'S,BATTERY SUPERVISION; | Substation Batteries
21222 | PANEL,POWER DISTRIBUTION | DC MAIN BOARD;1400 MM H X 580 MM W X 250 MM D;INCLUDING 250 AMP BUSBAR CHASSIS;U/W M + H POWER SYSTEM BATTERY SUPERVISION; | Substation Batteries
20237 | PANEL,POWER DISTRIBUTION | DC DISTRIBUTION BOARD;1000 MM H X 640 MM W X 245 MM D;INCLUDING 160 AMP MAIN SWITCH;36 POLE CHASSIS;C/W CB'S; | Substation Batteries
20235 | PANEL,POWER DISTRIBUTION | DC DISTRIBUTION BOARD;1400 MM H X 580 MM W X 250 MM D;INCLUDING 2 X 160 AMP MAIN SWITCHES;60 POLE CHASSIS;C/W CB'S; | Substation Batteries
19410 | PANEL,POWER DISTRIBUTION | DC DISTRIBUTION PANEL,MRP 102 RE;USED IN COMMUNICATIONS INSTALLATIONS TO SUIT SIEMENS CIRCUIT BREAKERS,SC193005, SC19306,SC19307,19308 & 19309; | Substation Batteries
20233 | PANEL,POWER DISTRIBUTION | DC MAIN BOARD;1400 MM H X 580 MM W X 250 MM D;INCLUDING 250 AMP BUSBAR CHASSIS;C/W CB'S,BATTERY SUPERVISION; | Substation Batteries
15832 | PANEL,POWER DISTRIBUTION | 415 V;400 AMP CFS UNIT;MOUNTED ON 440 MM H,490 MM W,10 MM THK PANEL;TYPE ' X ' AS1795;C/W ELECTRO-TINNED NEUTRAL LINK & 4 MTG HOLES;PACK OF 1,PACK WEIGHT 3 KG; | U/G Pits & Pillars
20048 | PANEL,RELAY | EQUIPMENT HOUSING; SUITS RMS SIZE 2M RELAY; 100MM PROJECTION; 1.6MM ALUMINIUM; 200MM HIGH; 52MM WIDE; | Misc Non-Contract Items
20046 | PANEL,RELAY | EQUIPMENT HOUSING; SUITS ARGUS 1 RELAY; 100MM PROJECTION; 1.6MM ALUMINIUM; 194MM HIGH; 155MM WIDE; | Misc Non-Contract Items
20045 | PANEL,RELAY | EQUIPMENT HOUSING; SUIT AREVA P123 RELAY; 100MM PROJECTION; 1.6MM ALUMINIUM; 194MM HIGH; 103MM WIDE; | Misc Non-Contract Items
20771 | PANEL,SWITCH | 3U UF;LOAD SHED GROUP SELECTORS;16 K & N CG4 SWITCHES;FOR 19 IN MTG RACK; | Misc Non-Contract Items
21924 | PANEL,SWITCH | 5U;UF;LOAD SHED GROUP SELECTORS; 17 K & N SWITCHES;FOR 19 IN MTG RACK; USED IN SUBSTNS; | Misc Non-Contract Items
22476 | PANEL,SWITCH | 3U;SWITCH PANEL;FOR 19 IN MTG RACK; 3 K & N C80 SWITCHES;WITH DRILLING A,B,C ;USED IN SUBSTNS; | Misc Non-Contract Items
2802 | PAPER,ABRASIVE | SHEET;AL OX-P180-C-OP;230 MM W;280 MM LG ;FREECUT PAPER;PACK OF 50; | PPE, Hardware & Tools
2832 | PAPER,ABRASIVE | ROLL;120-CL;40 MM W;50 M LG; METALITE TAPE;PACK OF 1; | Tools & Equipment
2831 | PAPER,ABRASIVE | ROLL;80-CL;40 MM W;50 M LG; METALITE TAPE;PACK OF 1; | Hardware & Tools
2830 | PAPER,ABRASIVE | ROLL;320-CL;40 MM W;50 M LG;PACK OF 1; | PPE, Hardware & Tools
2829 | PAPER,ABRASIVE | ROLL;180-CL;25 MM W;50 M LG; METALITE TAPE; | PPE, Hardware & Tools
2823 | PAPER,ABRASIVE | SHEET;P800-A;230 MM W;280 MM LG; WET & DRY PAPER;PACK OF 50; | PPE, Hardware & Tools
2816 | PAPER,ABRASIVE | SHEET;P280-A;230 MM W;280 MM LG; WET & DRY PAPER;PACK OF 50; | PPE, Hardware & Tools
2817 | PAPER,ABRASIVE | SHEET;P320-A;230 MM W;280 MM LG; WET & DRY PAPER;PACK OF 50; | PPE, Hardware & Tools
2818 | PAPER,ABRASIVE | SHEET;P1200-A;230 MM W;280 MM LG; WET & DRY PAPER;PACK OF 50; | PPE, Hardware & Tools
2822 | PAPER,ABRASIVE | SHEET;P400-A;230 MM W;280 MM LG; WET & DRY PAPER;PACK OF 50; | PPE, Hardware & Tools
2819 | PAPER,ABRASIVE | SHEET;P120;230 MM W;280 MM LG; WET & DRY PAPER;BOX OF 50; | PPE, Hardware & Tools
2809 | PAPER,ABRASIVE | SHEET AL OX;80 GRIT;230 MM W; 280 MM LG;PACK OF 50; | PPE, Hardware & Tools
2804 | PAPER,ABRASIVE | SHEET;AL OX-P120-A-OP;230 MM W;280 MM LG ;FREECUT PAPER;PACK OF 50; | PPE, Hardware & Tools
1860216 | PAPER,TOILET | ROLL FORM;2 PLY;CARTON OF 48 ROLLS; PACK WEIGHT12.9 KG; | General
11174 | PARTITION,TERMINAL BLOCK | Type HP2 Support Bracket, SAK Series Fixing Plate, 3mm, Beige, for G32 & TH35 DIN Rail Mtg, u/w ADP2 Protective Cover Strip, Terminal Block Accessory | PPE, Hardware & Tools
21415 | PARTITION,TERMINAL BLOCK | Type APT-UK, Partition Plate, 56mm Lg, 1.5mm W, 45.7mm H, Gray, suit Terminal Type UK6N & UK10N, Pack of 50 | Hardware & Tools
21416 | PARTITION,TERMINAL BLOCK | Type TS-K, Partition Plate, 22mm Lg, 0.5mm W, 22mm H, Gray, suit Terminal Type UK6N, UK10N & UK35, Pack of 50 | Hardware & Tools
22718 | PARTITION,TERMINAL BLOCK | ATP,QTC;SEPERATES PHOENIX CONNECTORS ;DIN RAIL MTD;PACK OF 50; | Hardware & Tools
2495208 | PARTITION,TERMINAL BLOCK | TS-RTK - Partition Plate, 0.8 x 72 mm, Grey | Substation Accessories
2494516 | PARTITION,TERMINAL BLOCK | Type ATP-URTK/SP, Partition Plate, 64mm Lg, 2mm W, 99mm H, Grey, Pack of 100 | Substation Batteries
2486108 | PARTITION,TERMINAL BLOCK | Type TS-UT 6-T/SP, Partition Plate, 105.2mm Lg, 1mm W, 67.5mm H, Gray, suit Terminals | Hardware & Tools
22719 | PARTITION,TERMINAL BLOCK | ATP,QTC TWIN;SEPERATES PHOENIX LGE TERMINAL BLOCKS;DIN RAIL MTD;PACK OF 50; | Hardware & Tools
21428 | PARTITION,TERMINAL BLOCK | Type TP-UK35, Partition Plate, 50mm Lg, 7.5mm W, 52mm H, Gray, suit Terminal Type UK35, Pack of 10 | Hardware & Tools
11180 | PARTITION,TERMINAL BLOCK | POLYAMIDE,G32 & TH35 RAIL MTG; PACK OF 1; | Hardware & Tools
11175 | PARTITION,TERMINAL BLOCK | Type HP3 Support Bracket, SAK Series Fixing Plate, 3mm, Beige, for G32 & TH35 DIN Rail Mtg, u/w ADP3 Protective Cover Strip, Terminal Block Accessory | PPE, Hardware & Tools
21438 | PARTITION,TERMINAL BLOCK | Type TS-KK3, Partition Plate, 14mm Lg, 0.5mm W, 16mm H, Gray, suit Terminal Type UDK4, Pack of 50 | Hardware & Tools
2471092 | PARTS KIT | Retrofit Kit, RL2 - MA & FA Motor Pack V3, for Schneider RL Series | Protection
2471340 | PARTS KIT | Upgrade Kit for Pole Top Rescue c/w Adjustable Anchor Strap, Descender, Rescue Cutter, Tool Pouch & Contents Label, supplied in a Zip Lock Bag | PPE, Hardware & Tools
2485258 | PARTS KIT | Bose A20 Accessory Kit c/w Microphone Cover, Headset Ear Cushion Kit, Headband Cushion Kit | HS & PPE
2487288 | PARTS KIT | Spring Charge Conversion Kit, 110V DC c/w Protective Motor Switch, Contactor, Time Relay & Motor, suit Single Pole GE GL309F3, GL312F3, GL314F3, DT1 72.5F3, | Switchgear Substation
3923 | PARTS KIT | Control Conversion Kit, 125V DC c/w 2 x Trip Coil, Close Coil, Change Over Switch & Contactor, suit 3Ph GE CBs GL309F1, GL312F1, GL314F1, DT1 72.5F1, | Switchgear Substation
3922 | PARTS KIT | Control Conversion Kit, 110V DC c/w 2 x Trip Coil, Close Coil, Change Over Switch & Contactor, suit 3Ph GE CBs GL309F1, GL312F1, GL314F1, DT1 72.5F1, | Switchgear Substation
53921 | PARTS KIT | Control Conversion Kit, 48V DC c/w 2 x Trip Coil, Close Coil, Change Over Switch & Contactor, suit 3Ph GE CBs GL309F1, GL312F1, GL314F1, DT1 72.5F1, | Switchgear Substation
3920 | PARTS KIT | Control Conversion Kit, 32V DC c/w 2 x Trip Coil, Close Coil, Change Over Switch & Contactor, suit 3Ph GE CBs GL309F1, GL312F1, GL314F1, DT1 72.5F1, | Switchgear Substation
3919 | PARTS KIT | Spring Charge Conversion Kit, 230V AC c/w Protective Motor Switch, Contactor, Time Relay & Motor, suit 3Ph GE CBs GL309F1, GL312F1, GL314F1, DT1 72.5F1, | Switchgear Substation
53918 | PARTS KIT | Spring Charge Conversion Kit, 125V DC c/w Protective Motor Switch, Contactor, Time Relay & Motor, suit 3Ph GE CBs GL309F1, GL312F1, GL314F1, DT1 72.5F1, | Switchgear Substation
3917 | PARTS KIT | Spring Charge Conversion Kit, 110V DC c/w Protective Motor Switch, Contactor, Time Relay & Motor, suit 3Ph GE CBs GL309F1, GL312F1, GL314F1, DT1 72.5F1, | Switchgear Substation
2485779 | PARTS KIT | Retrofit Kit, for Fulton 3-Way Link Pillar c/w Operation Instructions & Diagram, Lockout Kit & Label Kit, Stds A677 | U/G Pits & Pillars
2493591 | PARTS KIT | Water Meter Brass Conn Kit, Drilled Whitworth Nut & Male Tail Ends, suit suit 20mm V100, for Yurika Metering | Metering Delivery
2488419 | PARTS KIT | Each Type of LV Items for MCB & Relay, suit GE F35-145kV GIS | Switchgear Substation
2487528 | PARTS KIT | Control Conversion Kit, 125V DC c/w 2 x Trip Coil, Close Coil, Change Over Switch & Contactor, suit Single Pole GE Hypact-72.5 & Hypact-145 | Switchgear Substation
2487510 | PARTS KIT | Control Conversion Kit, 110V DC c/w 2 x Trip Coil, Close Coil, Change Over Switch & Contactor, suit Single Pole GE Hypact-72.5 & Hypact-145 | Switchgear Substation
2487502 | PARTS KIT | Control Conversion Kit, 48V DC c/w 2 x Trip Coil, Close Coil, Change Over Switch & Contactor, suit Single Pole GE Hypact-72.5 & Hypact-145 | Switchgear Substation
2487494 | PARTS KIT | Control Conversion Kit, 32V DC c/w 2 x Trip Coil, Close Coil, Change Over Switch & Contactor, suit Single Pole GE Hypact-72.5 & Hypact-145 | Switchgear Substation
2487486 | PARTS KIT | Spring Charge Conversion Kit, 230V DC c/w Protective Motor Switch, Contactor, Time Relay & Motor, suit Single Pole GE Hypact-72.5 & Hypact-145 | Switchgear Substation
2487478 | PARTS KIT | Spring Charge Conversion Kit, 125V DC c/w Protective Motor Switch, Contactor, Time Relay & Motor, suit Single Pole GE Hypact-72.5 & Hypact-145 | Switchgear Substation
2487460 | PARTS KIT | Spring Charge Conversion Kit, 110V DC c/w Protective Motor Switch, Contactor, Time Relay & Motor, suit Single Pole GE Hypact-72.5 & Hypact-145 | Switchgear Substation
2487452 | PARTS KIT | Control Conversion Kit, 125V DC c/w 2 x Trip Coil, Close Coil, Change Over Switch & Contactor, suit 3Ph GE Hypact-72.5 & Hypact-145 | Switchgear Substation
2487445 | PARTS KIT | Control Conversion Kit, 110V DC c/w 2 x Trip Coil, Close Coil, Change Over Switch & Contactor, suit 3Ph GE Hypact-72.5 & Hypact-145 | Switchgear Substation
2487437 | PARTS KIT | Control Conversion Kit, 48V DC c/w 2 x Trip Coil, Close Coil, Change Over Switch & Contactor, suit 3Ph GE Hypact-72.5 & Hypact-145 | Switchgear Substation
2487429 | PARTS KIT | Control Conversion Kit, 32V DC c/w 2 x Trip Coil, Close Coil, Change Over Switch & Contactor, suit 3Ph GE Hypact-72.5 & Hypact-145 | Switchgear Substation
2487411 | PARTS KIT | Spring Charge Conversion Kit, 230V AC c/w Protective Motor Switch, Contactor, Time Relay & Motor, suit 3Ph GE Hypact-72.5 & Hypact-145 | Switchgear Substation
2487403 | PARTS KIT | Spring Charge Conversion Kit, 125V DC c/w Protective Motor Switch, Contactor, Time Relay & Motor, suit 3Ph GE Hypact-72.5 & Hypact-145 | Switchgear Substation
2487395 | PARTS KIT | Spring Charge Conversion Kit, 110V DC c/w Protective Motor Switch, Contactor, Time Relay & Motor, suit 3Ph GE Hypact-72.5 & Hypact-145 | Switchgear Substation
2487387 | PARTS KIT | GE 125V DC, Set of Auxiliary Switches & Relays, suit GL309, GL312, GL314, DT1 72.5, DT1 145 | Switchgear Substation
2487379 | PARTS KIT | GE 110V DC, Set of Auxiliary Switches & Relays, suit GL309, GL312, GL314, DT1 72.5, DT1 145 | Switchgear Substation
2487361 | PARTS KIT | GE 48V DC, Set of Auxiliary Switches & Relays, suit GL309, GL312, GL314, DT1 72.5, DT1 145 | Switchgear Substation
2487353 | PARTS KIT | GE 32V DC, Set of Auxiliary Switches & Relays, suit GL309, GL312, GL314, DT1 72.5, DT1 145 | Switchgear Substation
2487346 | PARTS KIT | Control Conversion Kit, 125V DC c/w 2 x Trip Coil, Close Coil, Change Over Switch & Contactor, suit Single Pole GE GL309F3, GL312F3, GL314F3, DT1 72.5F3, | Switchgear Substation
2487338 | PARTS KIT | Control Conversion Kit, 110V DC c/w 2 x Trip Coil, Close Coil, Change Over Switch & Contactor, suit Single Pole GE GL309F3, GL312F3, GL314F3, DT1 72.5F3, | Switchgear Substation
2487320 | PARTS KIT | Control Conversion Kit, 48V DC c/w 2 x Trip Coil, Close Coil, Change Over Switch & Contactor, suit Single Pole GE GL309F3, GL312F3, GL314F3, DT1 72.5F3, | Switchgear Substation
2487312 | PARTS KIT | Control Conversion Kit, 32V DC c/w 2 x Trip Coil, Close Coil, Change Over Switch & Contactor, suit Single Pole GE GL309F3, GL312F3, GL314F3, DT1 72.5F3, | Switchgear Substation
2487304 | PARTS KIT | Spring Charge Conversion Kit, 230V DC c/w Protective Motor Switch, Contactor, Time Relay & Motor, suit Single Pole GE GL309F3, GL312F3, GL314F3, DT1 72.5F3, | Switchgear Substation
2487296 | PARTS KIT | Spring Charge Conversion Kit, 125V DC c/w Protective Motor Switch, Contactor, Time Relay & Motor, suit Single Pole GE GL309F3, GL312F3, GL314F3, DT1 72.5F3, | Switchgear Substation
2480986 | PARTS KIT,HEARING | Earmuff Liners, Replacement Sweatpads | HS & PPE
2482107 | PARTS KIT,HEARING | HYX4 Hygiene Kit, for 3M Earmuffs | HS & PPE
2498285 | PARTS KIT,HEARING | SENA Expand Mesh Hygiene Kit, Replacement Boom Mic & Ear Pads, for Expand Mesh Multi-Purpose Headset | HS & PPE
2422160 | PARTS KIT,TERMINAL JUNCTION | Terminal Box, Fixed Base Pole Kit c/w 2 x Terminal Blocks for Fixed Base Street Light Pole (scm) | Street Lights
2492031 | PARTS KIT,TERMINAL JUNCTION | Fixed Base Pole Kit 3 Ph c/w 20A (10x38) Fuse & Holder, M8 x 4mm2 Lug, 16mm2 Lug, 2 Terminal Blocks, for Slip Base Street Light Pole | Street Lights
2492023 | PARTS KIT,TERMINAL JUNCTION | Slip Base Pole Kit c/w 20A (10x38mm) Fuse & Holder, M8 4mm2 Lug, 2 Terminal Blocks, for fixed Base Street Light | Street Lights
23650 | PATCH LEAD,FIBRE OPTIC | INDOOR OPTICAL PATCH LEAD;SINGLE MODE; DUPLEX;1M LONG;2 X FC CONNECTOR TERMINATED AT EACH END; SINGLE MODE ITU-T G.652.D; | Communications
23653 | PATCH LEAD,FIBRE OPTIC | INDOOR OPTICAL PATCH LEAD;SINGLE MODE; DUPLEX;10M LONG;2 X FC CONNECTOR TERMINATED AT EACH END;SINGLE MODE ITU-T G.652.D; | Communications
23655 | PATCH LEAD,FIBRE OPTIC | INDOOR OPTICAL PATCH LEAD;SINGLE MODE; SIMPLEX;1M LONG;1 X FC CONNECTOR TERMINATED AT EACH END;SINGLE MODE ITU-T G.652.D; | Communications
23682 | PATCH LEAD,FIBRE OPTIC | INDOOR OPTICAL PATCH LEAD;MULTIMODE;OM3; (50/125UM);DUPLEX;5M LONG;TERMINATED WITH 2 X FC CONNECTOR AT ONE END & 2 XLC CONNECTOR AT OTHER END; | Communications
23681 | PATCH LEAD,FIBRE OPTIC | INDOOR OPTICAL PATCH LEAD;MULTIMODE;OM3; (50/125UM);DUPLEX;3M LONG;TERMINATED WITH 2 X FC CONNECTOR AT ONE END & 2 XLC CONNECTOR AT OTHER END; | Communications
23680 | PATCH LEAD,FIBRE OPTIC | INDOOR OPTICAL PATCH LEAD;MULTIMODE;OM3; (50/125UM);DUPLEX;1M LONG;TERMINATED WITH 2 X FC CONNECTOR AT ONE END & 2 XLC CONNECTOR AT OTHER END; | Communications
23679 | PATCH LEAD,FIBRE OPTIC | INDOOR OPTICAL PATCH LEAD;MULTIMODE;OM3; (50/125UM);DUPLEX;15M LONG;2 X FC CONNECTOR TERMINATED AT EACH END; | Communications
23678 | PATCH LEAD,FIBRE OPTIC | INDOOR OPTICAL PATCH LEAD;MULTIMODE;OM3; (50/125UM);DUPLEX;10M LONG;2 X FC CONNECTOR TERMINATED AT EACH END; | Communications
23677 | PATCH LEAD,FIBRE OPTIC | INDOOR OPTICAL PATCH LEAD;MULTIMODE;OM3; (50/125UM);DUPLEX;5M LONG;2 X FC CONNECTOR TERMINATED AT EACH END; | Communications
23676 | PATCH LEAD,FIBRE OPTIC | INDOOR OPTICAL PATCH LEAD;MULTIMODE;OM3; (50/125UM);DUPLEX;3M LONG;2 X FC CONNECTOR TERMINATED AT EACH END; | Communications
23675 | PATCH LEAD,FIBRE OPTIC | INDOOR OPTICAL PATCH LEAD;MULTIMODE;OM3; (50/125UM);DUPLEX;1M LONG;2 X FC CONNECTOR TERMINATED AT EACH END; | Communications
23665 | PATCH LEAD,FIBRE OPTIC | DINDOOR OPTICAL PATCH LEAD;SINGLE MODE; DUPLEX;1M LONG; TERMINATED WITH 2 X FC CONNECTOR AT ONE END & 2 X LC CONNECTOR AT OTHER END;(ITU-T G.652.D) | Communications
23740 | PATCH LEAD,FIBRE OPTIC | INDOOR OPTICAL PATCH LEAD;MULTIMODE; OM1;(62.5/125UM);DUPLEX;15M LONG; 2 X FC CONNECTOR TERMINATED AT EACH END; 2 X LC CONNECTOR AT OTHER END; | Communications
23698 | PATCH LEAD,FIBRE OPTIC | INDOOR OPTICAL PATCH LEAD;MULTIMODE; OM1;(62.5/125UM);DUPLEX;10M LONG; 2 X FC CONNECTOR TERMINATED AT EACH END; 2 X LC CONNECTOR AT OTHER END; | Communications
23697 | PATCH LEAD,FIBRE OPTIC | INDOOR OPTICAL PATCH LEAD;MULTIMODE; OM1;(62.5/125UM);DUPLEX;5M LONG; 2 X FC CONNECTOR TERMINATED AT EACH END; 2 X LC CONNECTOR AT OTHER END; | Communications
23696 | PATCH LEAD,FIBRE OPTIC | INDOOR OPTICAL PATCH LEAD;MULTIMODE; OM1;(62.5/125UM);DUPLEX;3M LONG; 2 X FC CONNECTOR TERMINATED AT EACH END; 2 X LC CONNECTOR AT OTHER END; | Communications
23695 | PATCH LEAD,FIBRE OPTIC | INDOOR OPTICAL PATCH LEAD;MULTIMODE; OM1;(62.5/125UM);DUPLEX;1M LONG; 2 X FC CONNECTOR TERMINATED AT EACH END; 2 X LC CONNECTOR AT OTHER END; | Communications
23694 | PATCH LEAD,FIBRE OPTIC | INDOOR OPTICAL PATCH LEAD;MULTIMODE; OM1;(62.5/125UM);DUPLEX;15M LONG; 2 X FC CONNECTOR TERMINATED AT EACH END; 2 X ST CONNECTOR AT OTHER END; | Communications
23693 | PATCH LEAD,FIBRE OPTIC | INDOOR OPTICAL PATCH LEAD;MULTIMODE; OM1;(62.5/125UM);DUPLEX;10M LONG; 2 X FC CONNECTOR TERMINATED AT EACH END; 2 X ST CONNECTOR AT OTHER END; | Communications
23692 | PATCH LEAD,FIBRE OPTIC | INDOOR OPTICAL PATCH LEAD;MULTIMODE; OM1;(62.5/125UM);DUPLEX;5M LONG; 2 X FC CONNECTOR TERMINATED AT EACH END; 2 X ST CONNECTOR AT OTHER END; | Communications
23691 | PATCH LEAD,FIBRE OPTIC | INDOOR OPTICAL PATCH LEAD;MULTIMODE; OM1;(62.5/125UM);DUPLEX;3M LONG; 2 X FC CONNECTOR TERMINATED AT EACH END; 2 X ST CONNECTOR AT OTHER END; | Communications
24321 | PATCH LEAD,FIBRE OPTIC | OPTICAL FIBRE PATCH CABLE D4LCLC35M-C2 LC-LC DUPLEX OM4 35 METRE | Communications
24320 | PATCH LEAD,FIBRE OPTIC | OPTICAL FIBRE PATCH CABLE D4STLC30M-C2 ST-LC DUPLEX OM4 30 METRE | Communications
24319 | PATCH LEAD,FIBRE OPTIC | OPTICAL FIBRE PATCH CABLE D4LCLC30M-C2 LC-LC DUPLEX OM4 30 METRE | Communications
24318 | PATCH LEAD,FIBRE OPTIC | OPTICAL FIBRE PATCH CABLE D4STLC25M-C2 ST-LC DUPLEX OM4 25 METRE | Communications
24317 | PATCH LEAD,FIBRE OPTIC | OPTICAL FIBRE PATCH CABLE D4LCLC25M-C2 LC-LC DUPLEX OM4 25 METRE | Communications
24316 | PATCH LEAD,FIBRE OPTIC | OPTICAL FIBRE PATCH CABLE D4STLC20M-C2 ST-LC DUPLEX OM4 20 METRE | Communications
24315 | PATCH LEAD,FIBRE OPTIC | OPTICAL FIBRE PATCH CABLE D4LCLC20M-C2 LC-LC DUPLEX OM4 20 METRE | Communications
24314 | PATCH LEAD,FIBRE OPTIC | OPTICAL FIBRE PATCH CABLE D4STLC15M-C2 ST-LC DUPLEX OM4 15 METRE | Communications
24313 | PATCH LEAD,FIBRE OPTIC | OPTICAL FIBRE PATCH CABLE D4LCLC15M-C2 LC-LC DUPLEX OM4 15 METRE | Communications
2459873 | PATCH LEAD,FIBRE OPTIC | INDOOR OPTICAL PATCH LEAD;SINGLE MODE; DUPLEX;1M LONG;2 X LC CONNECTOR TERMINATED AT EACH END; | Communications
24322 | PATCH LEAD,FIBRE OPTIC | OPTICAL FIBRE PATCH CABLE D4STLC35M-C2 ST-LC DUPLEX OM4 35 METRE | Communications
24312 | PATCH LEAD,FIBRE OPTIC | OPTICAL FIBRE PATCH CABLE D4STLC10M-C2 ST-LC DUPLEX OM4 10 METRE | Communications
24311 | PATCH LEAD,FIBRE OPTIC | OPTICAL FIBRE PATCH CABLE D4LCLC10M-C2 LC-LC DUPLEX OM4 10 METRE | Communications
24310 | PATCH LEAD,FIBRE OPTIC | OPTICAL FIBRE PATCH CABLE D4STLC5M-C2 ST-LC DUPLEX OM4 5 METRE | Communications
24309 | PATCH LEAD,FIBRE OPTIC | OPTICAL FIBRE PATCH CABLE D4LCLC5M-C2 LC-LC DUPLEX OM4 5 METRE | Communications
24308 | PATCH LEAD,FIBRE OPTIC | OPTICAL FIBRE PATCH CABLE D4STLC3M-C2 ST-LC DUPLEX OM4 3 METRE | Communications
24307 | PATCH LEAD,FIBRE OPTIC | OPTICAL FIBRE PATCH CABLE D4LCLC3M-C2 LC-LC DUPLEX OM4 3 METRE | Communications
24306 | PATCH LEAD,FIBRE OPTIC | OPTICAL FIBRE PATCH CABLE D4STLC1M-C2 ST-LC DUPLEX OM4 1 METRE | Communications
24305 | PATCH LEAD,FIBRE OPTIC | OPTICAL FIBRE PATCH CABLE D4LCLC1M-C2 LC-LC DUPLEX OM4 1 METRE | Communications
23690 | PATCH LEAD,FIBRE OPTIC | INDOOR OPTICAL PATCH LEAD;MULTIMODE; OM1;(62.5/125UM);DUPLEX;1M LONG; 2 X FC CONNECTOR TERMINATED AT EACH END; 2 X ST CONNECTOR AT OTHER END; | Communications
23689 | PATCH LEAD,FIBRE OPTIC | INDOOR OPTICAL PATCH LEAD;MULTIMODE; OM1;(62.5/125UM);DUPLEX;15M LONG; 2 X FC CONNECTOR TERMINATED AT EACH END; | Communications
23688 | PATCH LEAD,FIBRE OPTIC | INDOOR OPTICAL PATCH LEAD;MULTIMODE; OM1;(62.5/125UM);DUPLEX;10M LONG; 2 X FC CONNECTOR TERMINATED AT EACH END; | Communications
23687 | PATCH LEAD,FIBRE OPTIC | INDOOR OPTICAL PATCH LEAD;MULTIMODE; OM1;(62.5/125UM);DUPLEX;5M LONG; 2 X FC CONNECTOR TERMINATED AT EACH END; | Communications
23686 | PATCH LEAD,FIBRE OPTIC | INDOOR OPTICAL PATCH LEAD;MULTIMODE; OM1;(62.5/125UM);DUPLEX;3M LONG; 2 X FC CONNECTOR TERMINATED AT EACH END; | Communications
23685 | PATCH LEAD,FIBRE OPTIC | INDOOR OPTICAL PATCH LEAD;MULTIMODE; OM1;(62.5/125UM);DUPLEX;1M LONG; 2 X FC CONNECTOR TERMINATED AT EACH END; | Communications
23684 | PATCH LEAD,FIBRE OPTIC | INDOOR OPTICAL PATCH LEAD;OM3(50/125UM) DUPLEX;15 M LONG;TERMINATED WITH 2XFC CONNECTOR AT ONE END AND 2XLC CONNECTOR AT OTHER END; | Communications
23683 | PATCH LEAD,FIBRE OPTIC | INDOOR OPTICAL PATCH LEAD;OM3(50/125UM) DUPLEX;10 M LONG;TERMINATED WITH 2XFC CONNECTOR AT ONE END AND 2XLC CONNECTOR AT OTHER END; | Communications
23664 | PATCH LEAD,FIBRE OPTIC | INDOOR OPTICAL PATCH LEAD;SINGLE MODE; DUPLEX;15M LONG;2 X LC CONNECTOR TERMINATED AT EACH END;SINGLE MODE (ITU-T G.652.D); | Communications
23663 | PATCH LEAD,FIBRE OPTIC | INDOOR OPTICAL PATCH LEAD;SINGLE MODE; DUPLEX;10M LONG;2 X LC CONNECTOR TERMINATED AT EACH END;SINGLE MODE ITU-T G.652.D; | Communications
23662 | PATCH LEAD,FIBRE OPTIC | INDOOR OPTICAL PATCH LEAD;SINGLE MODE; DUPLEX;5M LONG;2 X LC CONNECTOR TERMINATED AT EACH END;SINGLE MODE ITU-T G.652.D; | Communications
23661 | PATCH LEAD,FIBRE OPTIC | INDOOR OPTICAL PATCH LEAD;SINGLE MODE; DUPLEX;3M LONG;2 X LC CONNECTOR TERMINATED AT EACH END;SINGLE MODE ITU-T G.652.D; | Communications
23659 | PATCH LEAD,FIBRE OPTIC | INDOOR OPTICAL PATCH LEAD;SINGLE MODE; SIMPLEX;15 M LONG;1 X FC CONNECTOR TERMINATED AT EACH END;SINGLE MODE ITU-T G.652.D; | Communications
23658 | PATCH LEAD,FIBRE OPTIC | INDOOR OPTICAL PATCH LEAD;SINGLE MODE; SIMPLEX;10 M LONG;1 X FC CONNECTOR TERNATED AT EACH END;SINGLE MODE ITU-T G.652.D; | Communications
23657 | PATCH LEAD,FIBRE OPTIC | INDOOR OPTICAL PATCH LEAD;SINGLE MODE; SIMPLEX;5M LONG;1 X FC CONNECTOR TERMINATED AT EACH END;SINGLE MODE ITU-T G.652.D; | Communications
23656 | PATCH LEAD,FIBRE OPTIC | INDOOR OPTICAL PATCH LEAD;SINGLE MODE; SIMPLEX;3M LONG;1 X FC CONNECTOR TERMINATED AT EACH END;SINGLE MODE ITU-T G.652.D; | Communications
23674 | PATCH LEAD,FIBRE OPTIC | INDOOR OPTICAL PATCH LEAD;MULTIMODE;OM3 (50/125UM);DUPLEX;15M LONG;2 X LC CONNECTOR TERMINATED AT EACH END; | Communications
23673 | PATCH LEAD,FIBRE OPTIC | INDOOR OPTICAL PATCH LEAD;MULTIMODE;OM3; (50/125UM);DUPLEX;10M LONG; 2 X LC CONNECTOR TERMINATED AT EACH END; | Communications
23672 | PATCH LEAD,FIBRE OPTIC | INDOOR OPTICAL PATCH LEAD;MULTIMODE;OM3; (50/125UM);DUPLEX;5M LONG;2 X LC CONNECTOR TERMINATED AT EACH END; | Communications
23671 | PATCH LEAD,FIBRE OPTIC | INDOOR OPTICAL PATCH LEAD;MULTIMODE;OM3; (50/125UM);DUPLEX;3M LONG;2 X LC CONNECTOR TERMINATED AT EACH END; | Communications
23670 | PATCH LEAD,FIBRE OPTIC | INDOOR OPTICAL PATCH LEAD;MULTIMODE; OM3 (50/125UM);DUPLEX;1M LONG;2 X LC CONNECTOR TERMINATED AT EACH END; | Communications
23669 | PATCH LEAD,FIBRE OPTIC | INDOOR OPTICAL PATCH LEAD;SINGLE MODE; DUPLEX;15M LONG;TERMINATED WITH 2 X FC CONNECTOR AT ONE END AND 2 X LC AT THE OTHER END;SINGLE MODE (ITU-T G.652.D); | Communications
23668 | PATCH LEAD,FIBRE OPTIC | INDOOR OPTICAL PATCH LEAD;SINGLE MODE; DUPLEX;10M LONG;TERMINATED WITH 2 X FC CONNECTOR AT ONE END AND 2 X LC AT THE OTHER END;SINGLE MODE (ITU-T G.652.D); | Communications
23667 | PATCH LEAD,FIBRE OPTIC | INDOOR OPTICAL PATCH LEAD;SINGLE MODE; DUPLEX;5M LONG;TERMINATED WITH 2 X FC CONNECTOR AT ONE END AND 2 X LC AT THE OTHER END;SINGLE MODE (ITU-T G.652.D); | Communications
23666 | PATCH LEAD,FIBRE OPTIC | INDOOR OPTICAL PATCH LEAD;SINGLE MODE; DUPLEX;3M LONG;TERMINATED WITH 2 X FC CONNECTOR AT ONE END AND 2 X LC AT THE OTHER END;SINGLE MODE (ITU-T G.652.D); | Communications
23654 | PATCH LEAD,FIBRE OPTIC | INDOOR OPTICAL PATCH LEAD;SINGLE MODE; DUPLEX;15M LONG;2 X FC CONNECTOR TERMINATED AT EACH END;SINGLE MODE ITU-T G.652.D; | Communications
23652 | PATCH LEAD,FIBRE OPTIC | INDOOR OPTICAL PATCH LEAD;SINGLE MODE; DUPLEX;5M LONG;2 X FC CONNECTOR TERMINATED AT EACH END; SINGLE MODE ITU-T G.652.D; | Communications
23651 | PATCH LEAD,FIBRE OPTIC | INDOOR OPTICAL PATCH LEAD;SINGLE MODE; DUPLEX;3M LONG;2 X FC CONNECTOR TERMINATED AT EACH END; SINGLE MODE ITU-T G.652.D; | Communications
19883 | PATCH,PANEL,COAXIAL | 2 RU PANEL WITH 40 HOLES LOADED WITH B90-080 THRU CONNECTORS;U/W COMMUNICATIONS INSTALLATIONS; | Misc Non-Contract Items
22375 | PC-SACS. | PASSIVE BACKPLANE;14 SLOTS;4 PCI;9 ISA; EQUIPMENT FOR POW PC-SACS; | Communications
22787 | PC-SACS. | DC POWER SUPPLY FOR P5 INTERFACE & EARLIER V2 & MINI-SACS CHASSIS; | Communications
22529 | PC-SACS. | PASSIVE BACKPLANE;14 SLOTS;4 PCI;9 ISA; EQUIPMENT USED FOR POW;PACK OF 1; | Communications
16104 | PEN,RECORDER | DISPOSABLE INK CARTRIDGE;C/W NIB;BLUE; LOWER CHANNEL;PACK OF 5;SHELF LIFE 1 YEAR,FOR LINEAR CHANNEL RECORDER MODEL 4020; | Tools & Equipment
15390 | PEN,RECORDER | DISPOSABLE INK CARTRIDGE C/W NIB;BLUE; LOWER CHANNEL;PACK OF 5,SHELF LIFE = 1 YEAR FOR U/W ESTERLINE ANGUS MINISERVO RECORDS MODEL MS 402D (LOWER); | Tools & Equipment
924139 | PHASE ANGLE METER | PHASE ANGLE METER; MODEL 597C 50 HZ; ACCURACY 0.1DEG VOLTAGE RANGE 10V TO 500V; DIRECT CURRENT INPUT 50mA TO 50 A | Tools & Equipment
5502 | PHOTOELECTRIC CELL | HIGH RATING;FOR USE ON LUMINAIRES UP TO 700 W MERCURY VAPOUR;SUITABLE FOR NEMA TYPE BASES;PACK OF 50,PACK WEIGHT 7 KG; | Street Lights
5503 | PHOTOELECTRIC CELL | LOW RATING;ELECTRONIC;400 VA FOR USE ON LUMINAIRES TO 125 W;SUITABLE FOR D-2 TYPE BASES,FITTED WITH INTERNAL BLACK CAP SHROUD;PACKS OF 100/CTN OF 500, | Street Lights
15325 | PHOTOELECTRIC CELL,SHORTING UNIT | SHORTING PLUG FOR N.E.M.A. BASES;BOX OF 25;C/W 320 VOLT,160 JOULE MOV,FOR USE WITH CATEGORY A (MAJOR ROAD) LUMINAIRES; LABEL WITH 'SHORTING PLUG 'TO BE PLACED | Street Lights
6844 | PILLAR | Electricity Supply Pillar, 440V, 3 Ph, 3-Way, 400A, 2 Links, T-Shaped Panel | U/G Pits & Pillars
2471951 | PILLAR | Electricity Supply Pillar, 440V, 3 Ph, 3-Way, 400A c/w 6 Service Fuses & 3 Generator Plugs (scm) | U/G Pits & Pillars
21805 | PILLAR C & I | C/W CFS UNITS & BUSBAR ASSEMBLY;LARGE COMMERCIAL/INDUSTRIAL ELECTRICITY SUPPLY PILLAR C/W BASE,SC21753 & TURRET;SC21752 & 2 X 400 AMP CFS UNITS;SC15832 & | U/G Pits & Pillars
21806 | PILLAR C & I | C/W BLANK FUSE PANEL & FRAME;C/W LARGE COMMERCIAL/INDUSTRIAL ELECTRICITY SUPPLY PILLAR;C/W BASE;SC21753 & TURRETT; SC21752 & BLANK FUSE PANEL & FRAME; | U/G Pits & Pillars
22161 | PILLAR C & I | C/W WIRED 14 FUSE PANEL;C/W LARGE COMMERCIAL/INDUSTRIAL ELECTRICITY SUPPLY PILLAR;C/W BASE;SC21753 & TURRETT ;SC21752 & WIRED 14 FUSE PANEL & FRAME; | U/G Pits & Pillars
19890 | PILOT,FREQUENCY,OSCILLATOR. | SYNCHRONISATION UNIT;FOR AF SIGNAL GENERATION EQUIPMENT;SUITABLE FOR RACK MTG IN 19 IN CABINET;PART NO. 316.029.10000;PACK OF 1,PACK WEIGHT 7 KG | Substation
2427979 | PIN, LOCK | Hastings Cat # 11973 | Hardware & Tools
6325 | PIN,COTTER,SPLIT | STAINLESS STEEL;TYPE "A" SPLIT HUMPBACK;AS1154,P2 HP/A; | Forged Fittings
20627 | PIN,COTTER,SPLIT | Split Pin, M4 x 36mm Lg, Zinc Plated, Pack of 200, Pack Weight 4kg | Forged Fittings
6855 | PIN,ELEC POWER CABLE SUPPORT BRACKET | 125 MM LG,12 MM DIA;STAINLESS STEEL; BAGS OF 100;TO AFIX CABLE SUPPORT BRACKET STOCK CODE ( 06609 & 06610) TO STEEL CHANNEL IN CONCRETE JOINT PITS; | Line Support Equip
2588 | PIN,INSULATOR | B/100/3.5 TYPE;STEEL;GALV; 140 MM LG SHANK,100 MM LG STEM; BAGS OF 25,PACK WEIGHT 17.5 KG,PALLET SIZE 750,PALLET WEIGHT 637.5 KG;FOR LV | Forged Fittings
2487569 | PIN,INSULATOR | B/100/3.5 x 140mm, S/Steel Gde 316, ETS 01-01-01, Dwg 01-06-01 | Line Support Equip
2590 | PIN,INSULATOR | A/610/0 TYPE;STEEL;GALV;145 MM LG SHANK, 610 MM STEM;BAG OF 5,PACK WEIGHT 9.0 KG;FOR 11 KV BRIDGING REFER OCM 4/201 (TRANSPOSITION); | Forged Fittings
2589 | PIN,INSULATOR | A/130/7 TYPE;STEEL;GALV;165 MM LG SHANK, 130 MM LG STEM,20 MM DIA;REF A/130/7 OF AS1154 PART 2;BAGS OF 10,PACK WEIGHT 13.7 KG,PALLET SIZE 500,PALLET WEIGHT | Forged Fittings
2407096 | PIN,INSULATOR | M20 A/130/7 x 165mm, Rolled Thread S/Steel Gde 316, Dwg 01-06-02 | Line Support Equip
2407095 | PIN,INSULATOR | M24 C/200/11 x 165mm, Rolled Thread S/Steel Gde 316, Dwg 01-06-03 (P5) | Line Support Equip
11587 | PIN,INSULATOR | C/200/11 TYPE;STEEL;GALV;200 MM SHANK 200 MM STEM;BAGS OF 5,PACK WEIGHT 5 KG, PALLET SIZE 400,PALLET WEIGHT 1120 KG; FOR 33 KV PIN CONSTRUCTION; | Forged Fittings
2474682 | PIN,STRAIGHT,HEADED | High Tensile Auger Pin, suit 75mm2 Drive c/w Lynch Pin | Tools & Equipment
6321 | PIN,STRAIGHT,HEADLESS | STEEL;GALV;HEX;57 MM C TO C;16 MM DIA; C/W 2 HUMPBACK SPLIT PINS; | Forged Fittings
6322 | PIN,STRAIGHT,HEADLESS | STEEL;GALV;HEX;47 MM C TO C;16 MM DIA; C/W 2 HUMPBACK SPLIT PINS;BAGS OF 50, PACK WEIGHT 5 KG; | Forged Fittings
15287 | PIN,STRAIGHT,HEADLESS | STEEL;GALV;HEX;72 MM C TO C;16 MM DIA; C/W 2 HUMPBACK SPLIT PINS; | Forged Fittings
2593 | PIPE,METALLIC | STEEL GDE;MED;GALV;25 MM NB;SCREWED WITH RP THREAD TO AS1722.1;ERW;6.5 M LG AS1074;USE STOCK CODE 17977 FOR SHORT SPACER REQUIREMENTS;SUITABLE COUPLING | Forged Fittings
6866 | PIPE,METALLIC | LEAD;76 MM NB;3.2 MM WALL THK;610 MM LG ;9.0 KG/M;0.06% COPPERISED SOFT LEAD ;AS1812;CRATE MAX 500 KG; | U/G Equipment
17977 | PIPE,METALLIC | STEEL GDE C250/350;MED;GALV;25 MM NB, 2163 MM LG;USED AS A SHORT SPACER ON TWIN X-ARM INSTRUCTIONS;ORDER IN PACKS OF 12, PACK WEIGHT 70 KG;MIN | Forged Fittings
15763 | PIPE,METALLIC | STEEL GDE C200;MED;GALV;65 MM NB; PLAIN ENDS;ERW;6.5 M LG;AS1074; MIN STEEL GRADE C200; | Forged Fittings
15681 | PIPE,METALLIC | LEAD;152 MM NB;4.76 MM WALL THK;900 MM LG;0.06% COPPERISED SOFT LEAD;AS1812; PACK OF 10,PACK WEIGHT 240 KG; | U/G Equipment
22992 | PIPE,METALLIC | STEEL;GALV;GDE C200;MED;50 MM NB; PLAIN ENDS;ERW;6.5 M LG;AS1074; | Forged Fittings
22751 | PIPE,METALLIC | LEAD;114 MM NB;4.8 MM WALL THK;1220 MM LG;20.2 KG/M;0.06% COPPERISED SOFT LEAD; AS1812; | U/G Equipment
14849 | PIPE,METALLIC | LEAD;102 MM NB;3.2 MM WALL THK;1830 MM LG;11.8 KG/M;0.06% COPPERISED SOFT LEAD; AS1812;PACK OF10,PACK WEIGHT 216 KG; | U/G Equipment
14848 | PIPE,METALLIC | LEAD;127 MM NB;3.2 MM WALL THK;1830 MM LG;14.7 KG/M;0.06% COPPERISED SOFT LEAD; AS1812;PACK OF 10,PACK WEIGHT 269 KG; | U/G Equipment
13400 | PIPE,METALLIC | LEAD;114 MM NB;3.2 MM WALL THK;760 MM LG ;13.3 KG/M;0.06% COPPERISED SOFT LEAD ;AS1812;PACK OF 10,PACK WEIGHT 101 KG; | U/G Equipment
8692 | PIPE,METALLIC | LEAD;51 MM NB;2.4 MM WALL THK;450 MM LG; 4.5 KG/M;0.06% COPPERISED SOFT LEAD; ;AS1812;CRATE MAX 500 KG; | U/G Equipment
2594 | PIPE,METALLIC | STEEL GDE C200;MED;GALV;32 MM NB; SCREWED WITH RP THREAD TO AS1722.1; ERW;6.5 M LG;AS1074; SUITABLE COUPLING STOCK CODE 15633; | Forged Fittings
12141 | PIPE,PLASTIC | UPVC,GREY;PLAIN ENDS;150 MM NOM SIZE, SW V PIPE;160 MM OD,4 MM THK,600 MM LG; UV RESISTANT;AS1415;CUT IN 600 MM NOM LG ;FOR LV CABLE POLE TERMINATION,UJ MANUAL | Conduit & Fittings
15528 | PIT,UTILITY | TYPE P4;704 MM LG, 400 MM W,830 MM D; BLACK HDPE;PALLET OF 8 (4 STACKED 2 HIGH), PALLET WEIGHT 111 KG; | U/G Pits & Pillars
15551 | PIT,UTILITY | TYPE P2;660 MM LG, 285 MM W,570 MM D; BLACK HDPE;PALLET OF 30,PALLET WEIGHT 170 KG;FOR CONCRETE LID REFER SC15552; | U/G Pits & Pillars
23934 | PIT,UTILITY | SERVICE PIT; 950LG X 430WD X 685D;TYPE B REMOVABLE LID; 6 X 100A SERVICE FUSES; SUIT 16SQMM CU XLPE INCOMING CABLE; C/W 1M X 16SQMM FLEXIBLE TAILS | U/G Pits & Pillars
22691 | PIT,UTILITY | TYPE A;PRE CAST CONCRETE;CABLE JOINTING ACCESS CHAMBER;1600 MM LG,1250 MM W, 1060 MM H;C/W BASE & LID;USED IN SUBSTNS ; | Concrete Assemblies
19875 | PIT,UTILITY | SERIES 600;S/WATER PIT;HEAVY DUTY POLYPROPYLENE;715 MM X 715 MM X 600 DEEP ;PACK OF ,PALLET WEIGHT 25 KG;L/D GALV CHEQUER PLATE COVER;REFER TO SC19873; | U/G Pits & Pillars
19872 | PIT,UTILITY | Type P8, Cable Pit Body, Polymer Concrete, 1395 x 580 x 900mm c/w T-Bar, u/w Type 8 Galv Steel Pit Lid | U/G Pits & Pillars
18163 | PIT,UTILITY | TYPE 8;1300 MM LG,555 MM W,860 MM D; POLYTHYLENE PIT;C/W CONCRETE LID," T " SECTION MARKED COMMUNICATIONS SPREAD TUBES & ' T ' BAR;FOR STEEL | Communications
18150 | PIT,UTILITY | TYPE 8;1365 MM LG,545 MM W,895 MM D; HIGH DENSITY POLYETHLENE DISTRIBUTION PIT;FOR TYPE 8 GALV LID REFER SC18164; PACK OF 6,PALLET WEIGHT 190 KG; | U/G Pits & Pillars
18079 | PIT,UTILITY | TYPE P6;1365 MM LG,550 MM W,670 MM D; UNDERGROUND PIT;PLASTIC BODY;FOR T-BAR SUPPORT FRAME REFER SC18080; PACK OF 6,PALLET WEIGHT 145 KG; | U/G Pits & Pillars
17866 | PIT,UTILITY | TYPE P7;1020 MM LG,550 MM W,1130 MM D; BLACK HDPE; C/W TEE BAR;C/W 2 X PLASTIC SPREADER SUPPORT;FOR CONCRETE LID REFER SC17867;PACK OF 4,PALLET WEIGHT 105 KG; | U/G Pits & Pillars
2489342 | PIT,UTILITY | U/G Cable Link Box, Precast Concrete, c/w 2 Part Class D Cast Iron Cover | U/G Pits & Pillars
17736 | PIT,UTILITY | BLACK PLASTIC;320 MM W,530 MM D;5 KG;FOR CONCRETE LID REFER STOCK CODE 24074; PACK OF 10; | U/G Pits & Pillars
8594 | PLASTIC SHEET | POLYETHYLENE;TRANSPARENT;100 U THK; 1220 MM X 1220 MM;HEATSHRINK,VIRGIN; 50 KG ROLL,20 ROLLS PER PALLET; FOR PROTECTION & PACKAGING OF STORES | Misc Non-Contract Items
22782 | PLASTIC SHEET | CLEAR UV HEATSHRINK;25 SQ MM X 200 MM LG;USED IN REPAIR OF EARTHS BY REDEQUIP; | Hardware & Tools
22783 | PLASTIC SHEET | CLEAR UVHEATSHRINK;35-70 SQ MM X 200 MM LG;USED IN REPAIR OF EARTHS BY REDEQUIP; | Hardware & Tools
19906 | PLASTIC SHEET | POLYTHENE;BLACK;200 U THK;2000 MM W; DROP SHEET USE WITH ASBESTOS SITUATIONS; 50 M ROLL,PACK WEIGHT 36 KG; | PPE, Hardware & Tools
16435 | PLASTIC SHEET | POLYETHYLENE;WHITE OPAQUE;50 UM THICK + OR - 10 UM;1800 MM W;2000 MM LG; PERFORATED SHEET ON ROLL;30 ROLLS PER PALLET,PALLET WEIGHT 530 KG;TOP COVER | Misc Non-Contract Items
2476547 | PLATE | Plate Spring, for Switch Cap, For use in Magnefix / Hazemeyer MD4 RMU | Tools & Equipment
2476554 | PLATE | Plate Spring, Heavy Duty, for Switch Cap, For use in Magnefix / Hazemeyer MD4 RMU | Tools & Equipment
24125 | PLATE, MOUNTING | EQUIPMENT PLATE FOR ABB TYPE RED615; 482MM RACK TYPE EQUIPMENT PLATE - 5U 482MM X 222MM WITH 166MM X 162MM CUTOUT | Misc Non-Contract Items
23061 | PLATE, MOUNTING | HENDRIX DOUBLE INSULATOR PLATE; GALVANISED DUCTILE IRON;FOR MTG 2 X HPI INSULATORS;FOR USE WITH BA3-35 ANGLE BKT;FOR USE WITH HENDRIX SPACER SYSTEM | Misc Non-Contract Items
11685 | PLATE,ADAPTOR,POLE. | CLAMPED;ALUMINIUM;ANODISED;50 MM W, 450 MM LG,1.2 MM THK;BAG OF 85,PACK WEIGHT 9.3 KG;FOR NUMBERING CONCRETE POLES ,FOR VINYL;25 MM H NUMBERING,40 MM | Fabricated Metalware
11687 | PLATE,ADAPTOR,POLE. | CLAMPED;STEEL;GALV;50 MM W,130 MM LG, 16 MM THK;20 MM DIA,130 MM LG,ROD; M16 BOLT;ONE BOLT ATTACHMENT;BAG OF 10, PACK WEIGHT 16 KG; | Line Support Equip
14393 | PLATE,BLANKING | Type S4-4U-BL, 19" Rack Blanking Plate, High Size 4 | Fabricated Metalware
18237 | PLATE,BLANKING | Type 2U-BL 2H, 19" Rack Blanking Plate 2U | Fabricated Metalware
18239 | PLATE,BLANKING | Type 3U-BL, 19" Rack Blanking Plate 3U | Fabricated Metalware
18242 | PLATE,BLANKING | Type 5U, 19" Rack Blanking Plate 5U | Fabricated Metalware
18243 | PLATE,BLANKING | Type 6U-BL, 19" Rack Blanking Plate 6U | Fabricated Metalware
19919 | PLATE,BLANKING | Type 6U, 19" Rack Blanking Plate 6U, Fuse/Link Size 1a | Fabricated Metalware
24878 | PLATE,BLANKING | EQUIPMENT PLATE, P123 CUTOUT; SCHNEIDER P123 RELAY CUTOUT; VERTICAL PLATE SIZE 194 X 156 SUITABLE TO REPLACE REYROLLE ARGUS1; | Misc Non-Contract Items
24118 | PLATE,BLANKING | RELAY CUTOUT; ABB TYPE RED615 RELAY; VERTICAL PLATE; SIZE 300 X 250; TO SUIT EX-BCC; 255mm WIDE PANELS; | Misc Non-Contract Items
24119 | PLATE,BLANKING | Relay Cutout, ABB Type RED615, Brushed Al, Vertical Plate, 200 x 350mm, suitable to replace SOLKOR RF | Misc Non-Contract Items
23219 | PLATE,BLANKING | RELAY CUTOUT; SIEMENS SOLKOR Rf RELAY; VERTICAL PLATE SIZE 400 X 250; TO SUIT EX-BCC 255mm WIDE PANELS; | Misc Non-Contract Items
23803 | PLATE,BLANKING | BLANKING PLATE, RELAY CUTOUT; SEL TYPE;311L HORIZONTAL RELAY; HORIZONTAL PLATE SIZE 580 X 300; | Misc Non-Contract Items
23214 | PLATE,BLANKING | TO SUIT CDG31, CDG33 & CDG66; | Misc Non-Contract Items
20180 | PLATE,BLANKING | Type 3U Special, 19" Rack Blanking Plate 3U | Fabricated Metalware
19918 | PLATE,BLANKING | Type 4U, 19" Rack Blanking Plate 4U, Fuse/Link Size 1a | Fabricated Metalware
18241 | PLATE,BLANKING | Type 4U-BL, 19" Rack Blanking Plate 4U | Fabricated Metalware
18238 | PLATE,BLANKING | Type 2U Special, 19" Rack Blanking Plate 2U | Fabricated Metalware
14394 | PLATE,BLANKING | Type S2-4U-BL, 19" Rack Blanking Plate 4U, High Size 2 | Fabricated Metalware
2486371 | PLATE,BLANKING | 19" Rack Blanking plate 4U, 24c ASEA Equipment Frame, 166mm W | Fabricated Metalware
2486363 | PLATE,BLANKING | 19" Rack Blanking plate 4U, 12c ASEA Equipment Frame, 83mm W | Fabricated Metalware
4020 | PLATE,BLANKING | Type S8-4U-BL, 19" Rack Blanking Plate 4U, High Size 8 | Fabricated Metalware
4019 | PLATE,BLANKING | Type S6-4U-BL, 19" Rack Blanking Plate 4U, High Size 6 | Fabricated Metalware
4017 | PLATE,BLANKING | Type S3-4U-BL, 19" Rack Blanking Plate 4U, High Size 3 | Fabricated Metalware
54015 | PLATE,BLANKING | Type S1-4U-BL, 19" Rack Blanking Plate 4U, High Size 1 | Fabricated Metalware
4002 | PLATE,BLANKING | Type 1U-BL 2H, 19" Rack Blanking Plate 1U | Fabricated Metalware
22260 | PLATE,CONNECTOR. | TINNED COPPER;RING SUPPORT;FOR 33 KV POLE TERMINATION SC18666;AS PER DWG UT1159-A4-C; | Misc Non-Contract Items
18604 | PLATE,EARTHING | DISCONNECTOR OPERATING MECHANISM EARTHING PLATE;ALUMINIUM TREAD PLATE; 1500 MM X 1000 MM;REFER ENERGEX DWG LOSTD-EG004-02;PACK OF 1,PALLET OF 20, | Fabricated Metalware
21216 | PLATE,EARTHING | DISCONNECTOR OPERATING MECHANISM EARTHING PLATE;ALUMINIUM TREAD PLATE; 1200 MM LG X 1200 MM W X 5 MM THK;REFER ENERGEX DWG LOSTD-EG004-03; | O/Head Line
23893 | PLATE,EARTHING | TRIFURCATING EARTHING PLATE; COPPER EARTHING 6.3MM PLATE WITH 3 X 25MM BALLCLAMPS WITH 50MM COPPER CABLE TAIL TO CLE420 CLAMP; | Misc Non-Contract Items
22261 | PLATE,EARTHING | ARRESTER EARTHING BAR;TINNED COPPER; FOR 33 KV POLE TERMINATION SC18666;AS PER DWG UT1184-A4 ITEM 1; | Fabricated Metalware
5129 | PLATE,IDENTIFICATION | ALUMINIUM;CONSUMER METERING CURRENT TRANSFORMER RATIO IDENTIFICATION PLATE; LEGEND-ENERGEX CT RATIO 200/5;SILVER ON BLACK BACKGROUND;58 MM LG,22 MM W,0.6 MM | Signs
5130 | PLATE,IDENTIFICATION | ALUMINIUM;CONSUMER METERING CURRENT TRANSFORMER RATIO IDENTIFICATION PLATE; LEGEND-ENERGEX CT RATIO 800-5;SILVER ON BLACK BACKGROUND;58 MM LG,22 MM W,0.6 MM | Signs
6681 | PLATE,IDENTIFICATION | BRASS;LEGEND-LETTER "L";35 MM DIA, 5 MM THK;W/TWO 25 MM LG MTG STUDS ON BACK;LETTER "L" STANDS FOR "LIGHT" PACK OF 1; | Signs
23394 | PLATE,IDENTIFICATION | Plastic, Blue, Phase Identification, suit Sicame Multi-Service LV ABC Connectors | Signs
23393 | PLATE,IDENTIFICATION | Plastic, White, Phase Identification, suit Sicame Multi-Service LV ABC Connectors | Signs
23392 | PLATE,IDENTIFICATION | Plastic, Red, Phase Identification, suit Sicame Multi-Service LV ABC Connectors | Signs
323865 | PLATE,IDENTIFICATION | BRASS;STAMPED `G';PACK OF 1; | Misc Non-Contract Items
19277 | PLATE,IDENTIFICATION | STEEL;GREEN COLOURBOND DISC;LEGEND- E; FOR OPERATORS EARTH ID MARKER,FOR 110 KV & 132 KV CONCRETE STRUCTURES;O/H TRANSMISSION HARDWARE;PACK OF 25,PACK | Signs
17130 | PLATE,IDENTIFICATION | ALUMINIUM;EARTHING LOCATION MARKER 'E'; 3M WHITE RETROREFLECTIVE 3290 SCOTCHLITE SHEETING,GREEN LETTERING;50 MM W,75 MM H ,2 MM THK;PACK OF 10; | Signs
16603 | PLATE,IDENTIFICATION | ALUMINIUM;CONSUMER METERING CURRENT TRANSFORMER RATIO IDENTIFICATION PLATE; LEGEND - ENERGEX CT RATIO,(REFER TO BLANK PLATE STOCK CODE 11133),TO BE | Signs
11133 | PLATE,IDENTIFICATION | ALUMINIUM;CONSUMER METERING CURRENT TRANSFORMER RATIO IDENTIFICATION PLATE;LEGEND- ENERGEX CT RATIO 5; SILVER ON BLACK BACKGROUND;58 MM LG, | Signs
2442341 | PLATE,METAL | CA1, Extended Climbing Aid Stile, Galv, 2614 x 65 x 10mm, Dwg 911073-01 Item 1 | Subtransmission
2442358 | PLATE,METAL | CA2, Climbing Aid Stile, Galv, 1991 x 65 x 10mm, Dwg 911073-01 Item 2 | Subtransmission
2442390 | PLATE,METAL | CA5, Packer, Galv, 40 x 40 x 10mm, Dwg 911073-01 Item 10 | Subtransmission
14390 | PLATE,MOUNTING | Type 4U-Relay Frame, 19" Rack Mounting Plate 4U, to fit ASEA, Micom | Fabricated Metalware
16868 | PLATE,MOUNTING | Flat Plate Fitting, 1 Hole, M10 Bolt Size, 40mm2, 6mm Thk, Galv Steel, Pack of 50 | Line Support Equip
18270 | PLATE,MOUNTING | Flat Plate Fitting, 4 x 14mm Dia Holes, 90 x 138 x 6mm, Galv Steel, Pack of 10 | Line Support Equip
18542 | PLATE,MOUNTING | Flat Plate Fitting, 1 Hole, M12 Bolt Size, 40mm2, 6mm Thk, Galv Steel, Pack of 50 | Line Support Equip
18988 | PLATE,MOUNTING | Flat Plate Fitting, 2 x 14mm Dia Holes, 90 x 40 x 6mm, Galv Steel, Pack of 30 | Line Support Equip
2497584 | PLATE,MOUNTING | Type 5U-CGI, 19" Rack, Dwg 10022931-02 | Fabricated Metalware
2490647 | PLATE,MOUNTING | 19" Rack Mounting Plate 3U, Hinged Label u/w Phoenix PT6-T Test Terminals | Fabricated Metalware
54099 | PLATE,MOUNTING | Type 14U-Metering, 19" Rack Mounting Plate 14U | Fabricated Metalware
4013 | PLATE,MOUNTING | Type 10U-Touch Screen, 19" Rack Mounting Plate 10U | Fabricated Metalware
4007 | PLATE,MOUNTING | Type 3U-TT, 19" Rack Mounting Plate 3U, Test Terminals | Fabricated Metalware
4101 | PLATE,MOUNTING | Type 4U-Integra, 19" Rack Mounting Plate 4U, 2 x CB & Integra | Fabricated Metalware
54006 | PLATE,MOUNTING | Type 3U-3, 19" Rack Mounting Plate 3U, 3 x K&N Switches & Lamps | Fabricated Metalware
54097 | PLATE,MOUNTING | Type 3U-CB, 19" Rack Mounting Plate 3U, CB Switches & Lamps | Fabricated Metalware
54100 | PLATE,MOUNTING | Type 3U-1, 19" Rack Mounting Plate 3U, 15 x Fuse/Link | Fabricated Metalware
20894 | PLATE,MOUNTING | Flat Plate Fitting, 5 x 14mm Dia Holes, 234 x 40 x 6mm, Galv Steel, Pack of 10 | Line Support Equip
19917 | PLATE,MOUNTING | Type 3U-2, 19" Rack Mounting Plate 3U, 16 x Fuse/Link | Fabricated Metalware
19593 | PLATE,MOUNTING | Flat Plate Fitting, 3 x 14mm Dia Holes, 136 x 40 x 6mm, Galv Steel, Pack of 20 | Line Support Equip
13047 | PLATE,POLE FILLER. | PLASTIC;BLANK;TO FIT EMAIL LCQ LOAD CENTRE,FOR QUICKLAG CB(S);FOR USE IN BOX ,ELECTRICAL SWITCHBOARD STOCK CODE 13046; | Substation
17369 | PLATE,POLISHING,FIBRE OPTICS | FIBRE OPTIC CABLE/CONNECTOR POLISHING; PACK C/W 1 SHEET OF EMERY PAPER,1 X PINK PLASTIC SHEET AND 1 PLASTIC LUG;2 KITS REQUIRED PER 25 CONNECTORS,FOR FIBRE | Misc Non-Contract Items
14264 | PLATE,PRESSURE,ELECTRICAL CLAMP | FOR U/W MECHANICAL FERRULE YOKE; ALUMINIUM;FOR U/W STRANDED CORE;HEPWORTH MF3/2;FOR 120 SQ MM AL STRANDED NEUTRAL SCREENED CABLE;ASSOC.ITEMS-YOKE STOCK | Misc Non-Contract Items
14265 | PLATE,PRESSURE,ELECTRICAL CLAMP | FOR U/W MECHANICAL FERRULE YOKE; ALUMINIUM;FOR U/W STRANDED CORE;HEPWORTH MF3/3;FOR 240 SQ MM AL STRANDED NEUTRAL SCREENED CABLE;ASSOC.ITEMS-YOKE STOCK | Misc Non-Contract Items
19170 | PLATE,SEPARATION | STEEL;SEPARATION PLATE C/W CCJ6 COMBINING KIT CCE06;600 MM W,2000 MM H; U/W SC12430;PACK OF 1; | Hardware & Tools
22732 | PLATE,WALL,ELECTRICAL | 4 GANG WALL PLATE;WHITE;SUITS CLIPSAL MECHANISMS;BOX OF 10; | Hardware & Tools
22734 | PLATE,WALL,ELECTRICAL | 2 GANG WALL PLATE;WHITE;SUITS CLIPSAL MECHANISMS;BOX OF 10; | Hardware & Tools
22733 | PLATE,WALL,ELECTRICAL | 3 GANG WALL PLATE;WHITE;SUITS CLIPSAL MECHANISMS;BOX OF 10; | Hardware & Tools
22735 | PLATE,WALL,ELECTRICAL | SINGLE GANG WALL PLATE;WHITE;FOR CLIPSAL MECHANISMS;BOX OF 10; | PPE, Hardware & Tools
8343 | PLATE,YOKE,ELECTRICAL CONDUCTOR SUPPORT. | TENSION;STEEL,STRUCTURAL GDE 300; 120 KN; (SUITABLE FOR 70 KN FITTINGS) PACK OF 5, WEIGHT 5 KG;HOLE SIZE 22 MM X 16 MM THK; | Line Support Equip
20197 | PLATE,YOKE,ELECTRICAL CONDUCTOR SUPPORT. | STEEL;GALV;NOM 457 MM X 100 MM CENTRES; 16 MM THK;70 KN MIN FAILING LOAD; | Misc Non-Contract Items
10599 | PLATE,YOKE,ELECTRICAL CONDUCTOR SUPPORT. | ANGLE SUSPENSION;RECT;STEEL,MILD;GALV; ABC CABLE;BAGS OF 10,PACK WEIGHT 5 KG; U/W 2 CLAMPS,SUSPENSION STOCK CODE10598; USE WITH LVABC; | Line Support Equip
2434520 | PLATFORM,POLE | Universal Insulated Composite Pole Platform, 1050mm long with Rough top Deck & Locking Mechanism, WLL 200kg | Hardware & Tools
2489334 | PLATFORM,POLE | Universal Insulated Composite Pole Platform, 850mm long (Small) with Rough Top Deck & Locking Mechanism, WLL 200kg | Hardware & Tools
2685 | PLIERS | COMBINATION,INSULATED HANDLES; 200 MM (8 IN) LG;PACK OF 1; | Hardware & Tools
2483980 | PLIERS | All-Angle, Sunrise Attachment (Live Line Tools) | Tools & Equipment
2479681 | PLIERS | Slip-Joint Adjustable, 250mm Lg, 1000V Insulated | Tools & Equipment
2411577 | PLIERS | 205mm, Long Nose, for use in Insulated Tool Kit | Hardware & Tools
2411569 | PLIERS | 205mm, Insulated 1000V, for use in Insulated Tool Kit | Hardware & Tools
9059 | PLIERS | LG NOSE,SIDECUTTING,INSULATED HANDLES; 200 MM (6 IN) LG;PACK OF 1; | Hardware & Tools
9060 | PLIERS,DIAGONAL CUTTING | SHORT NOSE,INSULATED HANDLES; 200MM (8IN) LG;PACK OF 1; | Hardware & Tools
2411585 | PLIERS,DIAGONAL CUTTING | 185mm, Side Cutters, for use in Insulated Tool Kit | Hardware & Tools
2411593 | PLIERS,SLIP JOINT | 310mm, Multigrip, for use in Insulated Tool Kit | Hardware & Tools
34154 | PLINTH | Mounting Plinth, Concrete, Group 1, 3-Way Unit, Mechanism D, for ABB SAFELINK2 RMU | Switchgear
34203 | PLINTH | Mounting Plinth, Concrete, Group 1, 4-Way CFCF Specific RMU, for ABB SAFELINK2 RMU | Switchgear
34202 | PLINTH | Mounting Plinth, Concrete, Group 1, 4-Way RMU, for ABB SAFELINK2 RMU | Switchgear
34077 | PLINTH,CONCRETE | IGIS; CONCRETE MOUNTING PLINTH; GROUPS 1-4; 4 WAY UNITS; | Substation
2474955 | PLUG | Snap-In, 13mm, 0.8 to 3.2mm Thk Chassis, 16.9mm OD, 10.5mm H, Nylon 66 UL 94 V-2, Black, Pack of 100 | Substation Accessories
2486538 | PLUG | Anti Access Lock Plug, for EJCo Explosion Mitigation Lids | U/G Pits & Pillars
2489789 | PLUG | PAI-4-FIX-5/6 GY, Test Adapter Plug, 2mm Male to 4mm Banana Female, Gray, suit 10A, 250V Phoenix Terminals | Substation Accessories
2491744 | PLUG | Lift Cover Plug, for EJ Co Explosion Mitigation Lids | U/G Pits & Pillars
2496347 | PLUG | Retractable Straight Plug, Insulated, 4mm, Black | Hardware & Tools
2495216 | PLUG | PSBJ 3,5/18/6 WH - Test Plug Strip, # of Positions: 1, White | Substation Accessories
2491553 | PLUG | Lift Cover Plug, for Johnson Screens Explosion Mitigation Lids | U/G Pits & Pillars
2486660 | PLUG | Anti Access Lock Plug, for Johnson Screens Explosion Mitigation Lids | U/G Pits & Pillars
2480853 | PLUG | Isolating Plug, White, suit PT6-T Terminal Block | Substation Accessories
2480838 | PLUG | Isolating Plug, Yellow, suit PT6-T Terminal Block | Substation Accessories
2480846 | PLUG | Isolating Plug, Red, suit PT6-T Terminal Block | Substation Accessories
19882 | PLUG,COAXIAL | TO SUIT 2 RU PANEL WITH 40 HOLES LOADED WITH B90-080 THRU CONNECTORS;U/W COMMUNICATIONS INSTALLATIONS; | Misc Non-Contract Items
15288 | PLUG,EAR | POLYMER FOAM;DISPOSABLE;EXPANDING,DB 27.5 RATING;CARTON OF 200 PAIRS;***NOT TO BE REUSED;OBSERVE STRICT HYGIENE STANDARDS DURING INSERTION***; | PPE, Hardware & Tools
17150 | PLUG,EAR | POLYURETHANE FOAM;DISPOSABLE,PRE-SHAPED, DB 30 RATING;BOX OF 200;WINGED END PROMOTES OPTIMIUM INSERTION DEPTH,AND EASY GRASP FOR REMOVAL; | PPE, Hardware & Tools
2455335 | PLUG,EAR | Ear Plugs, Disposable, Corded, Easy Removal Handles, 22dB Min Rating, Class 4 (P50) | PPE, Hardware & Tools
19025 | PLUG,FINISHING | RECTANGULAR;LOW DENSITY POLYETHYLENE; BLACK COLOUR;100 MM LG X 50 MM W; | General Hardware
456804 | PLUG,POLESAVER ROD | SCREW TYPE;PLASTIC;16 MM DIA;BAG OF 200; REFER TO STOCK CODE 15503 FOR POLESAVER ROD;ORDER 33 PLUGS PER BOX OF 100 RODS; BOX OF 200,PACK WEIGHT 1 KG,PALLET | O/Head Line
4915 | PLUG,PROTECTIVE,DUST & MOISTURE | PLASTIC REUSABLE COVER;TO SUIT 80 MM CONDUIT;PACK OF 1,PACK WEIGHT 0.15 KG; | Conduit & Fittings
13165 | PLUG,PROTECTIVE,DUST & MOISTURE | PLASTIC REUSABLE COVER;TO SUIT 40 MM CONDUIT;PACK OF 1,PACK WEIGHT 0.15 KG; | Conduit & Fittings
16549 | PLUG,PROTECTIVE,DUST & MOISTURE | MALE FITTING;90 MM DIA X 50 MM;LEAD CASTING;FOR USE IN BLOCKING END OF SLEEVE FOR MECHNICAL SUPPORT, UJ MAN.2-604 & 2-751;PACK OF 1, PALLET | Fabricated Metalware
2479715 | PLUG,PROTECTIVE,DUST & MOISTURE | Keyhole Plug, Plastic, for EJCo Pit Cover Lift Point (MOQ 20) | U/G Pits & Pillars
24857 | PLUG,PROTECTIVE,DUST & MOISTURE | 11 & 33KV; LIVE END PLUG FOR DIN TYPE C BUSHING ON RMU AND SWITCHGEAR; M12 BACK SIDE THREAD; SET OF 3; WITH EARTH DRAIN WIRE | U/G Accessories
19596 | PLUG,PROTECTIVE,DUST & MOISTURE | PLASITC REUSABLE COVER;TO SUIT 100 MM CONDUIT;PACK OF 1,PACK WEIGHT 0.15 KG; | Conduit & Fittings
15790 | PLUG,PROTECTIVE,DUST & MOISTURE | PLASTIC REUSABLE COVER;TO SUIT 125 MM CONDUIT;PACK OF 1,PACK WEIGHT 0.15 KG; | Conduit & Fittings
22870 | PLUG,TEST | MECHANICAL TEST PLUG;ZINC PLATTED PRESSED STEEL TEST PLUG;PLUMBERS PLUG;FOR USE TO SEAL VACANT 100 MM CONDUITS;4PS;4";100 MM;MIN/MAX (MM) | Misc Non-Contract Items
22871 | PLUG,TEST | MECHANICAL TEST PLUG;ZINC PLATTED PRESSED STEEL TEST PLUG;PLUMBERS PLUG;FOR USE TO SEAL VACANT 125 MM CONDUITS;5PS;5";125 MM;MIN/MAX (MM) | Misc Non-Contract Items
4719 | PLUG,TIP | BUNCH PIN TYPE;4 MM DIA CONTACT;SCREW TYPE TERMINAL;BLACK PVC INSULATOR; W/4 MM TRANSVERSE HOLE;PACK OF 50, PACK WEIGHT 0.4 KG; | Hardware & Tools
13475 | PLUG,TIP | FULL CONTACT PIN TYPE;30 AMP;4 MM DIA CONTACT;SCREW TYPE TERMINAL;BLACK PLASTIC INSULATOR;W/AXIAL SOCKET FOR 4 MM PLUGS,LATERAL CABLE OUTLET;PACK OF 50 | Hardware & Tools
13474 | PLUG,TIP | FULL CONTACT PIN TYPE;30 AMP;4 MM DIA CONTACT;SCREW TYPE TERMINAL;RED PLASTIC INSULATOR;W/AXIAL SOCKET FOR 4 MM PLUGS, LATERAL CABLE OUTLET;PACK OF 50,PACK | Hardware & Tools
13465 | PLUG,TIP | BANANA TYPE;15 AMP;4 MM DIA CONTACT; PLASTICS GRIP TERMINAL;BLACK PLASTIC "SLIP-N-TIE" INSULATOR;STACKABLE, W/4 MM SOCKET;FOR ELECTRONIC LABORATORY | Hardware & Tools
13464 | PLUG,TIP | BANANA TYPE;15 AMP;4 MM DIA CONTACT; PLASTICS GRIP TERMINAL;RED PLASTIC "SLIP-N-TIE" INSULATOR;STACKABLE,W/4 MM SOCKET;FOR ELECTRONIC LABORATORY USE, | Hardware & Tools
13188 | PLUG,TIP | FULL CONTACT PIN TYPE;16 AMP;4 MM DIA CONTACT;SCREW TYPE TERMINAL;BLACK PLASTIC INSULATOR;W/SPRING BLADE PIN; PACK OF 100,PACK WEIGHT 0.5 KG;FOR | Hardware & Tools
13187 | PLUG,TIP | FULL CONTACT PIN TYPE;16 A;4 MM DIA CONTACT;SCREW TYPE TERMINAL;RED PLASTIC INSULATOR;W/SPRING BLADE PIN;PACK OF 100 PACK WEIGHT 0.5 KG;FOR LABORATORY USE | Hardware & Tools
4720 | PLUG,TIP | BUNCH PIN TYPE;4 MM DIA CONTACT;SCREW TYPE TERMINAL;RED PVC INSULATOR; W/4 MM TRANSVERSE HOLE;PACK OF 50, PACK WEIGHT 0.4 KG; | Hardware & Tools
22373 | PLUG. | PLUG SPOUT; HWX; SUPPLY OF 2000 AMP HWX PLUG SPOUT; Y WHITE PHASE; | General Hardware
22950 | PLUG. | INSULATING PLUG;FOR U/W SC22772 WHEN SPARE OUTLET HOLE ON WILDLIFE COVER NEEDS TO BE BLANKED OFF;FOR HVABC PROJECTS; | General Hardware
22540 | PLUG. | INSULATING PLUG;M12;FOR CB 17.5 KV-630 AMP NKT ELBOWS;ACTS AS CAPACITOR VOLTAGE TRANSFORMER;SET OF 3;SPARE PART TO REPLACE CHIPPED INSULATING | General Hardware
22537 | PLUG. | END PLUG;FOR BRANCH CONNECTOR CB 17.5-630 ELBOW;SET OF 3;EAS 630-END PLUG FOR CB;REFERENCE 73170042; | General Hardware
15094 | PLYWOOD. | TRENCH SHORING;STRUCTURAL,CD SURFACE GDE ,STRESS GDE F14,A BOND;2400 MM LG;1200 MM W;17 MM THK;HEAT BRANDED ENERGEX, EDGES LINSEED OIL PAINTED;AS2269-1979; 2 | Misc Non-Contract Items
10749 | POLE STUB,CONCRETE | REINFORCED;202 MM OD;2100 MM O/A LG; 59 KN;ITEM CB1; | Concrete Assemblies
10750 | POLE STUB,CONCRETE | REINFORCED;255 MM OD;2300 MM O/A LG; 112 KN;ITEM CB2;TO SUIT GALV STEEL SLEEVE S2;FOR TIMBER POLE RE-BUTTING; | Concrete Assemblies
10751 | POLE STUB,CONCRETE | REINFORCED;306 MM OD;2700 MM O/A LG; 145 KN;ITEM CB3;TO SUIT GALV STEEL SLEEVE S3;FOR TIMBER POLE RE-BUTTING; | Concrete Assemblies
10753 | POLE STUB,CONCRETE | REINFORCED;388 MM OD;3000 MM O/A LG; 249 KN;ITEM CB5;TO SUIT GALV STEEL SLEEVE S5;FOR TIMBER POLE RE-BUTTING, | Concrete Assemblies
10752 | POLE STUB,CONCRETE | REINFORCED;338 MM OD;2700 MM O/A LG; 204 KN;ITEM CB4;TO SUIT GALV STEEL SLEEVE S4;FOR TIMBER POLE RE-BUTTING; | Concrete Assemblies
2499101 | POLE, LINE CONSTRUCTION, METAL | Lightning Mast 15m w 1.6m Spire. Cyclonic Region C, Terrain Category 2, Importance Level 4. Dwg 877-B290-01 | Metal Poles
2495851 | POLE,COMPOSITE | 11m Lg, 5-9kN, P11/5-9F, FP11/5 | Composite Poles
2495869 | POLE,COMPOSITE | 11m Lg, 8-14kN, P11/8-14F, FP11/8 | Composite Poles
2495877 | POLE,COMPOSITE | 11m Lg, 12-22kN, P11/12-22F, FP11/12 | Composite Poles
2495885 | POLE,COMPOSITE | 12.5m Lg, 5-9kN, P12.5/5-9F, FP12.5/5 | Composite Poles
2495901 | POLE,COMPOSITE | 12.5m Lg, 12-22kN, P12.5/12-22F, FP12.5/12 | Composite Poles
2495927 | POLE,COMPOSITE | 14m Lg, 8-14kN, P14/8-14F, FP14/8 | Composite Poles
2495935 | POLE,COMPOSITE | 14m Lg, 12-22kN, P14/12-22F, FP14/12 | Composite Poles
2495919 | POLE,COMPOSITE | 14m Lg, 5-9kN, P14/5-9F, FP14/5 | Composite Poles
2495893 | POLE,COMPOSITE | 12.5m Lg, 8-14kN, P12.5/8-14F, FP12.5/8 | Composite Poles
5644 | POLE,LIGHTNING MAST | BASE PLATE MTD;STEEL;GALV;12 M;114 MM OD SPIGOT;SUBSTATION LIGHTING MAST,USE BOLT ASSEMBLY STOCK CODE 14109,ORDER ON SUBSTATIONS REQUEST ONLY; | Galv Products
5648 | POLE,LIGHTNING MAST | BASE PLATE MTD;STEEL;GALV;15 M;114 MM OD SPIGOT;SUBSTATION LIGHTING MAST,USE BOLT ASSEMBLY STOCK CODE 14109,ORDER ON SUBSTATIONS REQUEST ONLY; | Galv Products
18442 | POLE,LIGHTNING MAST | SPIRE;STEEL;HOT DIPPED GALV;2000 MM LG; U/W STOCK CODE 05645;PACK OF 10,PALLET WEIGHT 108 KG; | Line Support Equip
21966 | POLE,LIGHTNING MAST | SPIRE;STEEL:HOT DIPPED GALV;1300 MM LONG;100 MM THREADED BASE;C/W HEX NUT AND WASHER;U/W CONCRETE POLE; TYPE A,USED IN APL GA012-01; | Galv Products
24709 | POLE,LIGHTNING MAST | SPIRAL; MILD STEEL; HOT DIP GALV; 3300MM LONG;340MM DIA BASE; C/W HEX NUTS, SPRINGS AND WASHERS; USED WITH LANDING POLES/ STRAIN BEAMS; | Galv Products
2473718 | POLE,LINE CONSTRUCTION,CONCRETE | 14.0m, 12kN, Standard Intermediate Pole, for Regular Construction, Dwg 10824-A4-255 | Concrete Poles
15474 | POLE,LINE CONSTRUCTION,CONCRETE | 14m Lg, 12kN, Hollow Spun Reinforced, AS4065, Pole Transformer Station, suit use with open wire HV & LV & LV-ABC, 9 per load, pack weight 2540kg per Pole | Concrete Poles
2473684 | POLE,LINE CONSTRUCTION,CONCRETE | 12.5m, 8kN, Standard Intermediate Pole, for Regular Construction, Dwg 10824-A4-254 | Concrete Poles
2473700 | POLE,LINE CONSTRUCTION,CONCRETE | 14.0m, 8kN, Standard Intermediate Pole, for Regular Construction, Dwg 10824-A4-255 | Concrete Poles
2473692 | POLE,LINE CONSTRUCTION,CONCRETE | 12.5m, 12kN, Standard Intermediate Pole, for Regular Construction, Dwg 10824-A4-254 | Concrete Poles
17887 | POLE,LINE CONSTRUCTION,CONCRETE | 9.5m Lg, 5kN, Hollow Spun, refer to Dwg 6688 A1 Rev.G | Concrete Poles
5707 | POLE,LINE CONSTRUCTION,WOOD | Hardwood, 24.5m Lg, CCA Treated, No Classification | Timber Poles
15029 | POLE,LINE CONSTRUCTION,WOOD | Hardwood, 12.5m Lg, 5kN, CCA Treated, P12.5/5 | Timber Poles
2411361 | POLE,LINE CONSTRUCTION,WOOD | Steel Butted, VPI 11.0m, 8kN (scm) | Timber Poles
2411353 | POLE,LINE CONSTRUCTION,WOOD | Steel Butted, VPI 11.0m, 5kN (scm) | Timber Poles
25411 | POLE,LINE CONSTRUCTION,WOOD | Softwood, 14m Lg, 12-22kN, P14/12-22, CCA Treated | Timber Poles
25410 | POLE,LINE CONSTRUCTION,WOOD | Softwood, 14m Lg, 8-14kN, P14/8-14, CCA Treated | Timber Poles
25409 | POLE,LINE CONSTRUCTION,WOOD | Softwood, 14m Lg, 5-9kN, P14/5-9, CCA Treated | Timber Poles
25408 | POLE,LINE CONSTRUCTION,WOOD | Softwood, 12.5m Lg, 12-22kN, P12.5/12-22 CCA Treated | Timber Poles
25407 | POLE,LINE CONSTRUCTION,WOOD | Softwood, 12.5m Lg, 8-14kN, P12.5/8-14, CCA Treated | Timber Poles
25406 | POLE,LINE CONSTRUCTION,WOOD | Softwood, 12.5m Lg, 5-9kN, P12.5/5-9, CCA Treated | Timber Poles
25405 | POLE,LINE CONSTRUCTION,WOOD | Softwood, 11m Lg, 12-22kN, P11/12-22, CCA Treated | Timber Poles
950318 | POLE,LINE CONSTRUCTION,WOOD | VPI, 21.5m, 5kN | Timber Poles
950288 | POLE,LINE CONSTRUCTION,WOOD | VPI, 20.0m, 5kN | Timber Poles
950253 | POLE,LINE CONSTRUCTION,WOOD | VPI, 18.5m, 5kN (scm) | Timber Poles
950237 | POLE,LINE CONSTRUCTION,WOOD | VPI, 17.0m, 5kN (scm) | Timber Poles
950202 | POLE,LINE CONSTRUCTION,WOOD | VPI, 15.5m, 5kN (scm) | Timber Poles
2411338 | POLE,LINE CONSTRUCTION,WOOD | Steel Butted, VPI 17.0m, 12kN (scm) | Timber Poles
2411502 | POLE,LINE CONSTRUCTION,WOOD | Steel Butted, VPI 17.0m, 8kN (scm) | Timber Poles
2411486 | POLE,LINE CONSTRUCTION,WOOD | Steel Butted, VPI 15.5m, 12kN (scm) | Timber Poles
2411478 | POLE,LINE CONSTRUCTION,WOOD | Steel Butted, VPI 15.5m, 8kN (scm) | Timber Poles
2411452 | POLE,LINE CONSTRUCTION,WOOD | Steel Butted, VPI 14.0m, 12kN (scm) | Timber Poles
2411445 | POLE,LINE CONSTRUCTION,WOOD | Steel Butted, VPI 14.0m, 8kN (scm) | Timber Poles
2411437 | POLE,LINE CONSTRUCTION,WOOD | Steel Butted, VPI 14.0m, 5kN (scm) | Timber Poles
2411411 | POLE,LINE CONSTRUCTION,WOOD | Steel Butted, VPI 12.5m, 12kN (scm) | Timber Poles
2411403 | POLE,LINE CONSTRUCTION,WOOD | Steel Butted, VPI 12.5m, 8kN (scm) | Timber Poles
2411395 | POLE,LINE CONSTRUCTION,WOOD | Steel Butted, VPI 12.5m, 5kN (scm) | Timber Poles
2411379 | POLE,LINE CONSTRUCTION,WOOD | Steel Butted, VPI 11.0m, 12kN (scm) | Timber Poles
25404 | POLE,LINE CONSTRUCTION,WOOD | Softwood, 11m Lg, 8-14kN, P11/8-14, CCA Treated | Timber Poles
25403 | POLE,LINE CONSTRUCTION,WOOD | Softwood, 11m Lg, 5-9kN, P11/5-9, CCA Treated | Timber Poles
25402 | POLE,LINE CONSTRUCTION,WOOD | Softwood, 9.5m Lg, 12-22kN, P9.5/12-22, CCA Treated | Timber Poles
25401 | POLE,LINE CONSTRUCTION,WOOD | Softwood, 9.5m Lg, 8-14kN, P9.5/8-14, CCA Treated | Timber Poles
25400 | POLE,LINE CONSTRUCTION,WOOD | Softwood, 9.5m Lg, 5-9kN, P9.5/5-9, CCA Treated | Timber Poles
20895 | POLE,LINE CONSTRUCTION,WOOD | Hardwood, 14m, 20kN, CCA Treated, P14/20 | Timber Poles
15046 | POLE,LINE CONSTRUCTION,WOOD | Hardwood, 20m Lg, 20kN, CCA Treated, P20/20 | Timber Poles
15045 | POLE,LINE CONSTRUCTION,WOOD | Hardwood, 20m Lg, 12kN, CCA Treated, P20/12 | Timber Poles
15044 | POLE,LINE CONSTRUCTION,WOOD | Hardwood, 20m Lg, 8kN, CCA Treated, P20/8 | Timber Poles
15043 | POLE,LINE CONSTRUCTION,WOOD | Hardwood, 18.5m Lg, 20kN, CCA Treated, P18.5/20 | Timber Poles
15042 | POLE,LINE CONSTRUCTION,WOOD | Hardwood, 18.5m Lg, 12kN, CCA Treated, P18.5/12 | Timber Poles
15041 | POLE,LINE CONSTRUCTION,WOOD | Hardwood, 18.5m Lg, 8kN, CCA Treated, P18.5/8 | Timber Poles
15040 | POLE,LINE CONSTRUCTION,WOOD | Hardwood, 17m Lg, 20kN, CCA Treated, P17/20 | Timber Poles
15039 | POLE,LINE CONSTRUCTION,WOOD | Hardwood, 17m Lg, 12kN, CCA Treated, P17/12 | Timber Poles
15038 | POLE,LINE CONSTRUCTION,WOOD | Hardwood, 17m Lg, 8kN, CCA Treated, P17/8 | Timber Poles
16849 | POLE,LINE CONSTRUCTION,WOOD | Hardwood, 8m, 20kN, CCA Treated, P8/20 | Timber Poles
15052 | POLE,LINE CONSTRUCTION,WOOD | Hardwood, 23m Lg, 20kN, CCA Treated, P23/20 | Timber Poles
15051 | POLE,LINE CONSTRUCTION,WOOD | Hardwood, 23m Lg, 12kN, CCA Treated, P23/12 | Timber Poles
15050 | POLE,LINE CONSTRUCTION,WOOD | Hardwood, 23m 8kN, CCA Treated, P23/8 | Timber Poles
15049 | POLE,LINE CONSTRUCTION,WOOD | Hardwood, 21.5m Lg, 20kN, CCA Treated, P21.5/20 | Timber Poles
15048 | POLE,LINE CONSTRUCTION,WOOD | Hardwood, 21.5m Lg, 12kN, CCA Treated, P21.5/12 | Timber Poles
15047 | POLE,LINE CONSTRUCTION,WOOD | Hardwood, 21.5m Lg, 8kN, CCA Treated, P21.5/8 | Timber Poles
15037 | POLE,LINE CONSTRUCTION,WOOD | Hardwood, 15.5m Lg, 20kN, CCA Treated, P15.5/20 | Timber Poles
15036 | POLE,LINE CONSTRUCTION,WOOD | Hardwood, 15.5m Lg, 12kN, CCA Treated, P15.5/12 | Timber Poles
15035 | POLE,LINE CONSTRUCTION,WOOD | Hardwood, 15.5m Lg, 8kN, CCA Treated, P15.5/8 | Timber Poles
15034 | POLE,LINE CONSTRUCTION,WOOD | Hardwood, 14m Lg, 12kN, CCA Treated, P14/12 | Timber Poles
15033 | POLE,LINE CONSTRUCTION,WOOD | Hardwood, 14m Lg, 8kN, CCA Treated, P14/8 | Timber Poles
15032 | POLE,LINE CONSTRUCTION,WOOD | Hardwood, 14m Lg, 5kN, CCA Treated, P14/5 | Timber Poles
15031 | POLE,LINE CONSTRUCTION,WOOD | Hardwood, 12.5m Lg, 12kN, CCA Treated, P12.5/12 | Timber Poles
15030 | POLE,LINE CONSTRUCTION,WOOD | Hardwood, 12.5m Lg, 8kN, CCA Treated, P12.5/8 | Timber Poles
15028 | POLE,LINE CONSTRUCTION,WOOD | Hardwood, 11m Lg, 12kN, CCA Treated, P11/12 | Timber Poles
15023 | POLE,LINE CONSTRUCTION,WOOD | Hardwood, 9.5m Lg, 5kN, CCA Treated, P9.5/5 | Timber Poles
15025 | POLE,LINE CONSTRUCTION,WOOD | Hardwood, 9.5m Lg, 12kN, CCA Treated, P9.5/12 | Timber Poles
15026 | POLE,LINE CONSTRUCTION,WOOD | Hardwood, 11m Lg, 5kN, CCA Treated, P11/5 | Timber Poles
15027 | POLE,LINE CONSTRUCTION,WOOD | Hardwood, 11m Lg, 8kN, CCA Treated, P11/8 | Timber Poles
15024 | POLE,LINE CONSTRUCTION,WOOD | Hardwood, 9.5m Lg, 8kN, CCA Treated, P9.5/8 | Timber Poles
15022 | POLE,LINE CONSTRUCTION,WOOD | Hardwood, 8m Lg, 12kN, CCA Treated, P8/12 | Timber Poles
5631 | POLE,PUBLIC LIGHTING | BASE PLATE MTD;STEEL;GALV;4.5 M ABOVE GROUND;50 MM OD,300 MM LG SPIGOT;FOR MINOR ROAD;QESI REF NO. 1-11;PACK OF 1; | Street Lighting Poles
23345 | POLE,PUBLIC LIGHTING | BASE PLATE MTD;STEEL;GALV;10.5 M ABOVEGROUND;76 MM SPIGOT;MID- HINGED; COUNTER BALANCED; ROTATING SPIGOT FOR MAINTENANCE; | Street Lighting Poles
22672 | POLE,PUBLIC LIGHTING | BASE PLATE MTD;STEEL GALV;8.5 M ABOVE GROUND;MAJOR ROAD LIGHTING POLE;HIGH DOOR FOR MEDIAN BARRIER SITUATION; COMPLIES WITH NOTE 2 ON DWG 05-02-02B | Street Lighting Poles
20262 | POLE,PUBLIC LIGHTING | Minor Road Mid Hinged (Left), 5.0m, Base Plate Mounted, 350 PCD Bolt Spacing, Galv, Integral 0.5m Outreach, EQTS 05-02-01, Dwg 5HG-A3 (scm) | Street Lighting Poles
20071 | POLE,PUBLIC LIGHTING | BASE PLATE MTD;STEEL;GALV;5.0 M ABOVE GROUND;FINISHED POWDER COATED BLUE- GREY;MID HINGED RIGHT;COUNTER BALANCED; C/W INTEGRAL 0.5 M OUTREACH;34 MM OD; | Street Lighting Poles
20070 | POLE,PUBLIC LIGHTING | BASE PLATE MTD;STEEL;GALV;5.0 M ABOVE GROUND;FINISHED POWDER COATED BLACK; MID HINGED RIGHT;COUNTER BALANCED;C/W INTEGRAL 0.5 M OUTREACH;34 MM OD;100 MM | Street Lighting Poles
20069 | POLE,PUBLIC LIGHTING | BASE PLATE MTD;STEEL;GALV;5 .0 M ABOVE GROUND;FINISHED POWDER COATED GREEN;MID HINGED RIGHT;COUNTER BALANCED;C/W INTEGRAL 0.5 M OUTREACH;34 MM OD; | Street Lighting Poles
19847 | POLE,PUBLIC LIGHTING | BASE PLATE MTD;STEEL;GALV;5.0 M ABOVE GROUND;MID-HINGED;RIGHT COUNTER;C/W BALANCED INTERGAL SINGLE O.5 M OUTREACH ;34 MM OD;100 MM LG LANTERN;MTG SPIGOT | Street Lighting Poles
16427 | POLE,PUBLIC LIGHTING | BASE PLATE MTD;STEEL;GALV;4.5 M ABOVE GROUND;76 MM OD X 80 MM LG SPIGOT; FINISHED DULUX NAVY;50282,FOR MINOR RD, CRADLE OF 12,ESTATE,USE FOUNDATION | Street Lighting Poles
12177 | POLE,PUBLIC LIGHTING | BASE PLATE MTD;STEEL;GALV;6.5 M ABOVE GROUND;34 MM DIA,100 MM LG LANTERN MTG SPIGOT;C/W INTEGRAL SINGLE 0.5 M OUTREACH ARM;FOR MINOR ROAD;PACK OF 1; | Street Lighting Poles
5638 | POLE,PUBLIC LIGHTING | GROUND BURIED;STEEL;GALV;7 M ABOVE GROUND;76 MM OD SPIGOT;FOR MAJOR ROAD;BURIED-IN-GROUND GALV STEEL STREETLIGHT POLES WILL NO LONGER BE | Street Lighting Poles
5640 | POLE,PUBLIC LIGHTING | GROUND BURIED;STEEL;GALV;8.5 M ABOVE GROUND;76 MM OD SPIGOT;FOR MAJOR ROAD; BURIED-IN-GROUND GALV STEEL STREETLIGHT POLES WILL NO LONGER BE OFFERED TO LOCAL | Street Lighting Poles
5642 | POLE,PUBLIC LIGHTING | GROUND BURIED;STEEL;GALV;10 M ABOVE GROUND;76 MM OD SPIGOT;FOR MAJOR ROAD; BURIED-IN-GROUND GALV STEEL STREETLIGHT POLES WILL NO LONGER BE OFFERED TO LOCAL | Street Lighting Poles
5637 | POLE,PUBLIC LIGHTING,METAL | Major Road, 7.0m, Base Plate Mounted, 350 PCD Bolt Spacing, Galv, EQTS 05-02-01, Dwg 05-02-02 (scm) | Street Lighting Poles
13217 | POLE,PUBLIC LIGHTING,METAL | Major Road, 10.0m, Slip Base Mounted, Galv, EQTS 05-02-01, Dwg 05-02-03 (scm) | Street Lighting Poles
13218 | POLE,PUBLIC LIGHTING,METAL | Major Road, 13.0m, Slip Base Mounted, Galv, EQTS 05-02-01, Dwg 05-02-03 (scm) | Street Lighting Poles
14770 | POLE,PUBLIC LIGHTING,METAL | Estate Minor Road, 4.5m, Base Plate Mounted, 350 PCD Bolt Spacing, Black, EQTS 05-02-01, Dwg 05-02-12 (scm) | Street Lighting Poles
S15530 | POLE,PUBLIC LIGHTING,METAL | Estate Minor Road, 4.5m, Base Plate Mounted, 350 PCD Bolt Spacing, Bottle Green, EQTS 05-02-01, Dwg 05-02-12, MATERIAL SALES ONLY, MOQ 45 | Street Lighting Poles
S14770 | POLE,PUBLIC LIGHTING,METAL | Estate Minor Road, 4.5m, Base Plate Mounted, 350 PCD Bolt Spacing, Black, EQTS 05-02-01, Dwg 05-02-12, MATERIAL SALES ONLY, MOQ 45 | Street Lighting Poles
22396 | POLE,PUBLIC LIGHTING,METAL | Minor Road Mid Hinged (Right), 5.0m, Base Plate Mounted, 350 PCD Bolt Spacing, Blue/Grey, Integral 0.5m Outrea EQTS 05-02-01, Dwg 5HG-A3 (scm) | Street Lighting Poles
22395 | POLE,PUBLIC LIGHTING,METAL | Minor Road Mid Hinged (Right), 5.0m, Base Plate Mounted, 350 PCD Bolt Spacing, Black, Integral 0.5m Outreach, EQTS 05-02-01, Dwg 5HG-A3 (scm) | Street Lighting Poles
22394 | POLE,PUBLIC LIGHTING,METAL | Minor Road, 6.5m, Base Plate Mounted, 350 PCD, Galv, Integral 0.5m, 5 Deg Upcast Outreach, EQTS 05-02-01, Dwg 05-02-09 (scm) | Street Lighting Poles
22393 | POLE,PUBLIC LIGHTING,METAL | Minor Road, 5.5m, Base Plate Mounted, 350 PCD Bolt Spacing, Galv, EQTS 05-02-01, Dwg 05-02-11 (scm) | Street Lighting Poles
17196 | POLE,PUBLIC LIGHTING,METAL | Estate Minor Road, 4.5m, Base Plate Mounted, 350 PCD Bolt Spacing, Blue/ Grey, EQTS 05-02-01, Dwg 05-02-12 (scm) | Street Lighting Poles
16890 | POLE,PUBLIC LIGHTING,METAL | Major Road Mid Hinged, 13.0m, Base Plate Mounted, 500 PCD Bolt Spacing, Galv, EQTS 05-02-01 (scm) | Street Lighting Poles
16889 | POLE,PUBLIC LIGHTING,METAL | Major Road Mid Hinged, 10.0m, Base Plate Mounted, 350 PCD Bolt Spacing, Galv, EQTS 05-02-01 (scm) | Street Lighting Poles
15530 | POLE,PUBLIC LIGHTING,METAL | Estate Minor Road, 4.5m, Base Plate Mounted, 350 PCD Bolt Spacing, Bottle Green, EQTS 05-02-01, Dwg 05-02-12 (scm) | Street Lighting Poles
15529 | POLE,PUBLIC LIGHTING,METAL | Estate Minor Road, 3.5m, Base Plate Mounted, 350 PCD Bolt Spacing, Bottle Green, EQTS 05-02-01, Dwg 05-02-12 (scm) | Street Lighting Poles
2462232 | POLE,PUBLIC LIGHTING,METAL | Major Road Mid Hinged, for Mtg on 1.2m Barrier, 10.5m Mounting Height, Base Plate Mounted, 350 PCD Bolt Spacing, Galv, 1.5m Outreach, EQTS 05-02-01 (scm) | Street Lighting Poles
2462224 | POLE,PUBLIC LIGHTING,METAL | Major Road Mid Hinged, 10.5m Mounting Height, Base Plate Mounted, 350 PCD Bolt Spacing, Galv, 1.5m Outreach, EQTS 05-02-01 (scm) | Street Lighting Poles
2462216 | POLE,PUBLIC LIGHTING,METAL | Major Road Mid Hinged, for Mtg on 1.2m Barrier, 9.0m Mounting Height, Base Plate Mounted, 350 PCD Bolt Spacing, Galv, 1.5m Outreach, EQTS 05-02-01 (scm) | Street Lighting Poles
2462208 | POLE,PUBLIC LIGHTING,METAL | Major Road Mid Hinged, 9.0m Mounting Height, Base Plate Mounted, 350 PCD Bolt Spacing, Galv, 1.5m Outreach, EQTS 05-02-01 (scm) | Street Lighting Poles
22398 | POLE,PUBLIC LIGHTING,METAL | Minor Road Mid Hinged (Right), 5.0m, Base Plate Mounted, 350 PCD Bolt Spacing, Galv, Integral 0.5m Outreach, EQTS 05-02-01, Dwg 5HG-A3 (scm) | Street Lighting Poles
22397 | POLE,PUBLIC LIGHTING,METAL | Minor Road Mid Hinged (Right), 5.0m, Base Plate Mounted, 350 PCD Bolt Spacing, Green, Integral 0.5m Outreach, EQTS 05-02-01, Dwg 5HG-A3 (scm) | Street Lighting Poles
14769 | POLE,PUBLIC LIGHTING,METAL | Estate Minor Road, 3.5m, Base Plate Mounted, 350 PCD Bolt Spacing, Black, EQTS 05-02-01, Dwg 05-02-12 (scm) | Street Lighting Poles
13216 | POLE,PUBLIC LIGHTING,METAL | Major Road, 8.5m, Slip Base Mounted, Galv, EQTS 05-02-01, Dwg 05-02-03 (scm) | Street Lighting Poles
5641 | POLE,PUBLIC LIGHTING,METAL | Major Road, 10.0m, Base Plate Mounted, 350 PCD Bolt Spacing, Galv, EQTS 05-02-01, Dwg 05-02-02 (scm) | Street Lighting Poles
5645 | POLE,PUBLIC LIGHTING,METAL | Major Road, 13.0m, Base Plate Mounted, 500 PCD Bolt Spacing, Galv, EQTS 05-02-01, Dwg 05-02-02 (scm) | Street Lighting Poles
13215 | POLE,PUBLIC LIGHTING,METAL | Major Road, 7.0m, Slip Base Mounted, Galv, EQTS 05-02-01, Dwg 05-02-03 (scm) | Street Lighting Poles
5639 | POLE,PUBLIC LIGHTING,METAL | Major Road, 8.5m, Base Plate Mounted, 350 PCD Bolt Spacing, Galv, EQTS 05-02-01, Dwg 05-02-02 (scm) | Street Lighting Poles
2458701 | POLE,TELESCOPIC | Telescopic Downrod, 6m Lg, Extend to max 11.6m Lg, suit PLP ABS | Switchgear Distribution
2428969 | POLESTRAP KIT | 12 Non-conductive Heavy Duty Strap & Carry Bag | Live Line Equipment
14665 | POLISH,AUTOMOBILE | AUTO POLISH W/SILICONE;450 ML PLASTIC BOTTLE,CARTON OF 6; | Hardware & Tools
4056 | POLISH,FURNITURE | 400 G CAN,CARTON OF 12, PACK WEIGHT 6.4 KG;USED IN CLEANING PANELS IN ELECTRICAL & TRANSFORMER WORKSHOPS; | PPE, Hardware & Tools
23333 | POLYTUBE. | LDPE POLYTUBE; 250MMX100UM; 20KG PER ROLL FOR SLEEVING X-ARMS | Misc Non-Contract Items
2490613 | POLYURETHANE COATING | Cabot's Clear Satin Exterior Spray, 300g Marine Grade Polyurethane, Oil Based | Dangerous Goods
13201 | PORTABLE EARTH STUB | TMAC PORTABLE EARTH STUB; SUPPLIED WITH M12 BOLT, SPRING & FLAT WASHER; DRAWING 32449-A3 TMAC; | Bolts, Washers & Fasteners
2490795 | PORTABLE EARTHING DEVICE | 3 Ph Ganged Earth, Hazemeyer RMU Ganged, 14.4kA/0.5sec | Hardware & Tools
16938 | POST,DELINEATOR,TRAFFIC | REFLECTIVE; PROVISION FOR MTG FLASHING LAMPS OR DIRECTIONAL ARROWS; SUPPLIED WITH 6KG BASES | Misc Non-Contract Items
22970 | POST,DRIVER. | HEAVY STEEL CONSTRUCTION;WEIGHTED & REINFORCED HEAD;WELDED HANDLES;400 X MM X 800 MM; (40 CM X 80 CM);USE LIFT DRIVER OVER THE PICKET & LET WEIGHT | Substation Accessories
14094 | POST,FENCE,METAL | STEEL;GALV;42 MM NOM OD,3.2 MM THK, 2.16 M LG;C/W DOWNIE CAP & CEMENT LOCKING INDENTATION;AS1450;BUNDLE OF 10,WEIGHT 70 KG;USED AS SUPPORT POST FOR | Line Support Equip
18717 | POST,FENCE,METAL | STEEL;BITUMASTIC PAINTED;STAR SHAPED PICKET,W/POINTED END;1650 MM LG;USED AS A SUPPORT POST FOR BARRIERS; | PPE, Hardware & Tools
15630 | POST,FENCE,METAL | STEEL;BITUMASTIC PAINTED;STAR SHAPED, W/POINTED END;1350 MM LG;USED AS SUPPORT POST FOR BARRIER MESH (STOCK CODE 15857) ; | PPE, Hardware & Tools
22969 | POST,FENCE,METAL | 8 MM THK STEEL POST;C/W PIG TAIL & PLASTIC CLIP;1.2 M LG;FOR USE ON MEDIUM BARRIER SUPPORT; 20 PER BOX; | Misc Non-Contract Items
22606 | POTHEAD | PED, Earthing Equipment, 4 x Shotgun Ring Phase/Earth Clamps, 3 x 35mm2 Cu Cables 3.2m Lg, 1 x Hanger Plate c/w Yellow Carry Bag | Hardware & Tools
14529 | POUCH,LINEMAN'S,BELT LOOPED | LEATHER;330 MM LG,190 MM W;C/W 35 MM W BELT;USED TO HOLD ONE 12 IN SHIFTING SPANNER,ONE 8 IN COMBINATION PLIERS,ONE 6 IN FLAT SCREWDRIVER,ONE DOUBLE ENDED | PPE, Hardware & Tools
2475010 | POUCH,PHONE | Waterproof Pouch, Triple Seal, Protects Devices from Water, Sand & Dirt | Tools & Equipment
22533 | POWER BOARD. | CREST POWER BOARD;STANDBY POWER BOARD;FOR U/W ENERGY CONVERSATION COMMUNITIES CUSTOMER INCENTIVE PACKAGE;POWER BOARD HAS DEMAND SIDE | Misc Non-Contract Items
22974 | POWER BOARD. | CREST POWER BOARD;6 PLUG;STANBY POWER BOARD;SURGE PROTECTION; | Misc Non-Contract Items
22367 | POWER MODULE CONVERTER | SFU-K POWER MODULE CONVERTER;AS INSTALLED ON SFU-K 203 ALFC EQUIPMENT; | Substation
23849 | POWER MODULE CONVERTER | SFU-K103 POWER MODULE; W/OPERATING PANEL;POWER MODULE SUITABLE FOR SFU-K103 TRANSMITTER RACK SC17518; | Substation
24713 | POWER STRIP,ELECTRICAL OUTLET | 4 Outlet, 10A, Portable Power Device, MCB & RCD Protection, Double Pole Shuttered Outlets, 240V, IP33 Rated, 30mA Sensitivity, Meets AS/NZS3012, | Substation Accessories
18027 | POWER SUPPLY | 110 V DC TO 24 V DC CONVERTER; 110 V TO 24 V DC;70 W; | Communications
18551 | POWER SUPPLY | 85-132 V DC;170-264 V AC INPUT;24 V DC 2.1 AMP OUTPUT;PLASTIC HOUSING;DIN RAIL SURFACE MTG; | Misc Non-Contract Items
24807 | POWER SUPPLY | 12VDC 1A; AC/DC PLUG PACK; SUITS SC23711 OPENGEAR ACM5004; SUITS SC22388 DIMOTO POF MEDIA CONVERTER | Misc Non-Contract Items
2492510 | POWER SUPPLY | PDU Unit, 1RU, 240V, 10A, 1 x 3 Pin Aus Plug Input, 6 x 3 Pin Aus GPO Output, 2m Lg Cord, Horizontal Orientation, Black, 482.6 x 45 x 44.6mm, w/optional | Substation Accessories
2456606 | POWER SUPPLY | AC/DC ECE60 Series, 85-264V AC, 15V DC, 4A Nom, 5.2A Peak, 60W, Chassis Mount c/w Screw Terminals, 104 x 40 x 28.5mm | Communications
2486801 | POWER SUPPLY | 12V Fused Automotive Aux Power Outlet to 2.5mm DC Plug, suits Tait Radio | Hardware & Tools
2486793 | POWER SUPPLY | 11-28V DC Automotive Auxillary Power Outlet to 12V DC Regulated Power Supply 2.5mm DC Plug, Suits Tait Radio | Hardware & Tools
2483105 | POWER SUPPLY | Power Supply Control, 110VAC Input, for NOJA Reclosers RC20 Series | Switchgear Distribution
2483097 | POWER SUPPLY | Power Supply Module, Single Supply, for NOJA Reclosers RC20 Series | Switchgear Distribution
2477446 | POWER SUPPLY | MD303 E50 Module, 50W, 20-160V DC Input, Wide Range Voltage Supply | Substation Automated Systems
2476976 | POWER SUPPLY | MD100m E20 Module, 20W, 17.5¿160V DC Input, Wide Range Voltage Supply | Substation Automated Systems
24828 | POWER SUPPLY | Power Supply Module, for NOJA RC10 Series | Switchgear Distribution
23848 | POWER SUPPLY | DC/DC CONVERTER;18-75VDC INPUT;24VDC OUT 6.3AMP OUTPUT;C/W DIN RAIL MOUNTING BRACKET;2250VDC INPUT TO OUTPUT ISOLATION;1600VDC IN/OUT TO CASE | Communications
23781 | POWER SUPPLY | RCD/GPO Inverter Plate, suit Xantrex 12V & 24V Inverters | Tools & Equipment
22911 | POWER SUPPLY | 240 V AC TO 48 V DC POWER SUPPLY; 13.5 AMP;650 W;WAVE VENTED POWER SUPPLY ;SHP650 P5S48 13.5 AMP; | Communications
11354 | PRINTED CIRCUIT BOARD | DOUBLE-SIDED;DIODE MATRIX PCB BOARD; 177 MM X 106 MM;ENCODES TRANSFORMER TAP ;TAP POSN FOR INPUT TO SACS;LOCATED ON TRANSFORMER CONTROL PANELS; | Communications
20152 | PRINTED CIRCUIT BOARD | SPMM;PRINTED CIRCUIT BOARD POWER MONITOR; | Communications
19744 | PRINTED CIRCUIT BOARD | WINSYSTEMS SERIAL CARD;FOR PC-MINSACS; PC/104 BUS;8 PORT SERIAL CARD;RS-232; PCM-COM8 (NO CABLE);SUPPLIED IN ANTI- STATIC BAGS; SENSITIVE ELECTRONIC | Communications
19709 | PRINTED CIRCUIT BOARD | FULLY ASSEMBLED; PERSONALITY CARD RJ-45; PATCH PANEL; INCLUDES INTERFACE CABLE SUPPLIED IN ANTI-STATI BAGS;MUST NOT BE EXPOSED TO ATMOSPHERE;RESTRICTED ISSUE; | Communications
19708 | PRINTED CIRCUIT BOARD | FULLY ASSEMBLED;CONSISTING OF 2 X FO PATCH PANELS (PCB 2109A) & 1 X INTERFACE CABLE,(8911 CABLE IF1);RESTRICTED ISSUE; STOCK CODE TO BE VISIBLE ON PACKAGE; | Communications
15563 | PRINTED CIRCUIT BOARD | DUAL PARALLEL INPUT/OUTPUT BOARD;165 MM X 115 MM;STD-BUS COMPATIBLE;PROVIDES 48 BIT PROGRAMMABLE TTL I/O LINES ON 50 WAY CONNECTORS;USED IN MINISACS; | Communications
12067 | PRINTED CIRCUIT BOARD | PARALLEL INPUT/OUTPUT BOARD;165 MM X 115 MM;STD-BUS COMPATIBLE;PROVIDES 24 BIT PROGRAMMABLE TTL I/O LINES ON A 50-WAY CONNECTOR;USED IN MINI SACS; | Communications
24170 | PRINTER RIBBON | BRADY R4300 BLACK; M71-R4300; PRINTER RIBBON FOR BRADY BMP71 LABELER; SUITABLE FOR USE WITH M71-32-427 LABELS; | Hardware & Tools
24180 | PRINTER RIBBON | BRADY R6000 BLACK; M71-R6000; PRINTER RIBBON FOR BRADY BMP71 LABELER; SUITABLE FOR USE WITH M71EP-7593-WT LABELS; | Hardware & Tools
2478071 | PRINTING MACHINE,LABEL | Brady M610, Handheld, Li-ION Rechargeable Battery, 240V AC, c/w Hard Case | Tools & Equipment
2478089 | PRINTING MACHINE,LABEL | BMP71, Portable, MAX Label Width 50.8mm, LI-ION Rechargeable, 240V AC, 200MB, USB, c/w Hard Case | Tools & Equipment
2484715 | PROBE | TP-BT Bluetooth Optical Probe, MCU Based Design, Meter Reading ANSI C12.18, Bluetooth to 4.0, Default Fixed Baud Rate 9600bps | Metering Delivery
23920 | PROBE ENDS | PROBE END BLACK / RED / WHITE | Metering Delivery
25009 | PROBE,FIBRE OPTIC | OPTICAL PROBE FLAG (USB) | Metering Delivery
22885 | PROBE,LEAD. | LEAD;BLACK;SILICON;1.5 MM2;DOUBLE INSULATED;200 MM LG;4 MM FEMALE FIXED END & BOOTLACE FERRULE END;CAT III 300 V ;SUITABLE ADAPTOR FOR PM 45 LEADS | Hardware & Tools
22886 | PROBE,LEAD. | LEAD;BLACK;SILICON;1.5 MM2;DOUBLE INSULATED;400 MM LG;4 MM FEMALE FIXED END & 4 MM MALE RETRACTABLE END;CAT III 300 V;SUITABLE ADAPTOR FOR PM 45 LEADS | Hardware & Tools
22884 | PROBE,LEAD. | LEAD;RED;SILICON;1.5 MM2;DOUBLE INSULATED;200 MM LG;4 MM FEMALE FIXED END & BOOTLACE FERRULE END;CAT III 300 V ;SUITABLE ADAPTOR FOR PM 45 LEADS | Hardware & Tools
22887 | PROBE,LEAD. | LEAD;RED;SILICON;1.5 MM2;DOUBLE INSULATED;400 MM LG;4 MM FEMALE FIXED END & 4 MM MALE RETRACTABLE END;CAT III 300 V;SUITABLE ADAPTOR FOR PM 45 LEADS | Hardware & Tools
22090 | PROBE,SET. | SET OF 3 (RED,WHITE,BLUE) NON FUSED STRAIGHT TEST PROBES 160 MM LG; 20 AMP RATED;2 MM DIA X 18 MM LG TIP ONE END & 4 MM DIA FEMALE SAFETY | Hardware & Tools
22091 | PROBE,SET. | SET OF 2 (RED,BLACK) NON FUSED STRAIGHT TEST PROBES 160 MM LG; 20 AMP RATED;2 MM DIA X 4 MM LG TIP ONE END & 4 MM DIA FEMALE SAFETY SOCKET | Hardware & Tools
2430551 | PROBE,TELESCOPIC | Extends 49cm to 85cm, SS tip; 4mm plug for test lead Cat III, 1000V (scm) | Hardware & Tools
2489482 | PROBE,TELESCOPIC | Telescopic probe, hook and lead kit | Hardware & Tools
18679 | PROBE-LEAD ASSEMBLY,TEST | Trailing Earth Lead, 4mm Retractable Plug, Nylon Bar Reel, Earth Spike, Flexible Earth Lead Cable, Green Colour, 15-20mm Crimping Ferrule Sleeve, Joint | Hardware & Tools
2417772 | PROBE-LEAD ASSEMBLY,TEST | Trailing Earth Lead, Soil Probe, Storage Spool, Reel Spike c/w 15m of Lead, 4mm Banana Plug, min Cat III 600V Rated to IEC 61010, suit Voltage Meter Input | Hardware & Tools
24285 | PROCESSOR,GATEWAY | SMARTNET MESH GATEWAY;RADIO RECEIVER; CONCENTRATOR; INCLUDES MODEM AND ANNTENNA | Meters
2493518 | PROCESSOR,GATEWAY | Lantronix UDS1100-PoE, Single-Port, 1 x DM25F DCE Connector, Serial Interface RS-232/422/485, 300bps to 921.6Kbps Serial to Enet Terminal Server | Communications
2493500 | PROCESSOR,GATEWAY | Opengear Terminal Server, 48 x Serial Ports, 2 x 36 to 72VDC Input, 2 x 1GbE Dual LAN Ports, 1RU Rack Mount, RJ45 RS-232 | Communications
24940 | PROCESSOR,GATEWAY | Access Point 2 c/w Smart Hub PCB, Modem & Antenna, 1m Pink Cat5e Cable, for Smart Hub Network | Metering Delivery
2493476 | PROCESSOR,GATEWAY | Opengear Terminal Server, 8 x Serial Ports, 2 x 36 to 72VDC Input, 2 x 1GbE Dual LAN Ports, 1RU Rack Mount, RJ45 RS-232 | Communications
2493492 | PROCESSOR,GATEWAY | Opengear Terminal Server, 32 x Serial Ports, 2 x 36 to 72VDC Input, 2 x 1GbE Dual LAN Ports, 1RU Rack Mount, RJ45 RS-232 | Communications
2493484 | PROCESSOR,GATEWAY | Opengear Terminal Server, 16 x Serial Ports, 2 x 36 to 72VDC Input, 2 x 1GbE Dual LAN Ports, 1RU Rack Mount, RJ45 RS-232 | Communications
24943 | PROCESSOR,GATEWAY | Smart Hub 2 Kit c/w PCB Enclosure with Black Cable, 1m Pink Cat5e Cable, Installation MODBUS Register List | Metering Delivery
20297 | PROCESSOR,INTEGRATED CIRCUIT | MEMORY;FOR PC-SACS S1.0;KINGSTON 512 MB DDR400 RAM;PURCHASE ORDER NO. TO BE PLACED ON EACH BOX*** | Communications
19706 | PROCESSOR,INTEGRATED CIRCUIT | MEMORY;FOR PC-SACS S1.0;512MB PC133 SDRAM 168 PIN;SUPPLIED IN INDIVIDUAL ANTI-STATIC BAGS;ITEM NOT TO BE EXPOSED TO ATMOSPHERE;RESTRICTED ISSUE; | Communications
20693 | PROCESSOR,INTEGRATED CIRCUIT | MINISACS V3 IDE FLASH MODULE; DOM DISK ON MODULE;4 GB;40 PIN IDE VERTICAL;STANDARD II SERIES; TEMP RANGE 0 TO 70;PACK OF 1; | Communications
17026 | PROTECTION,SIGNALLING,VOICE FREQUENCY | PROTECTION EQUIPMENT; | Substation Accessories
2477263 | PROTECTOR,DOCUMENT | Permit Wallet, A4, Yellow, Weatherproof Document Wallet | Tools & Equipment
5969 | PROTECTOR,ELECTRICAL CABLE. | ARMOUR RODS,HELICAL;ALUMINIUM ALLOY; FOR 9 MM OD AL CONDUCTOR;7/3.0 MM AAC (LIBRA) OR 6/3.00 + 1/3.00 MM ACSR/GZ (APPLE);BOX OF 40,PACK WEIGHT 14.5 KG; | Line Hardware
5970 | PROTECTOR,ELECTRICAL CABLE. | ARMOUR RODS,HELICAL;ALUMINIUM ALLOY; FOR 11.3 MM OD AL CONDUCTOR; 7/3.75 MM AAC (MARS) OR 6/3.75 MM (BANANA);BOX OF 25,PACK WEIGHT 14 KG; | Line Hardware
25074 | PROTECTOR,ELECTRICAL CABLE. | FOR ELECTRICAL POWER CABLE JOINT PROTECTION; BLACK HDPE WITH ORANGE FILM; 1000MM X 400MM X 15MM THICK; MARKED "ENERGEX ELECTRICITY CABLE"; PACK 140; | Misc Non-Contract Items
468705 | PROTECTOR,ELECTRICAL CABLE. | ARMOUR ROD, 3/2.75 SC/AC (P50) (SCM) | Line Hardware
21742 | PROTECTOR,ELECTRICAL CABLE. | ARMOUR ROD;SUITS 14.48 MM;OPGW L/H LAY;USED FOR VIBRATION DAMPER CLAMPING TO OPGW; | Line Hardware
5972 | PROTECTOR,ELECTRICAL CABLE. | ARMOUR RODS,HELICAL;ALUMINIUM ALLOY; FOR 18.8 MM OD AL CONDUCTOR;19/3.75 MM AAC (PLUTO);BOX OF 10,PACK WEIGHT 15 KG ; | Line Hardware
5974 | PROTECTOR,ELECTRICAL CABLE. | ARMOUR RODS,HELICAL;ALUMINIUM ALLOY; FOR 7.5 MM OD AL CONDUCTOR;3/2.50 + 4/2.50 MM ACSR/GZ (RAISIN);BOX OF 50; PACK WEIGHT 16 KG;REFER MAS FILE FOR | Line Hardware
10560 | PROTECTOR,ELECTRICAL CABLE. | EARTH GUARD;STEEL,GALV;375 MM LG;GROUND LEVEL COVER FOR EARTHWIRE & EARTH TEST POINT OF CONCRETE POLES;BUNDLE OF 10, PACK WEIGHT 2 KG; | Line Support Equip
6358 | PROTECTOR,ELECTRICAL CABLE. | ARMOUR RODS,HELICAL;STEEL,GALV;3/2.75 MM GALV STEEL STRAND;3/12 (90 TON) GALV STEEL STRAND;BOX OF 50; | Line Hardware
5973 | PROTECTOR,ELECTRICAL CABLE. | ARMOUR RODS,HELICAL;ALUMINIUM ALLOY; FOR 21 MM OD AL CONDUCTOR;37/.300 MM AAC (SATURN);20.90 - 21.79 MM DIA RANGE; 2000 MM NOM LG ROD 6.35 MM NOM DIA ROD; | Line Hardware
5971 | PROTECTOR,ELECTRICAL CABLE. | ARMOUR RODS,HELICAL;ALUMINIUM ALLOY; FOR 14.3 MM OD AL CONDUCTOR 7/4.75 MM AAC (MOON) OR 6/4.75 + 7/1.60 MM ACSR (CHERRY);BOX OF 20, PACK WEIGHT 16 KG; | Line Hardware
17421 | PROTECTOR,FIBRE OPTIC CABLE | CABLE ABRASION PROTECTOR;LOW DENSITY POLYETHYLENE;1.8 M LG;12.5 - 25 MM OD; PROTECTS FIBRE OPTIC CABLE JACKET FROM ABRASIONS; | O/Head Line
6165 | PROTECTOR,GUY. | STEEL TUBE,MED;GALV;32 MM NOM BORE, 3.25 MM WALL THK;AS1074;PACK SIZE 1, PALLET OF 40,PALLET WEIGHT 665 KG; NOTE:- STRAP UPRIGHTS IN CRADLES | Line Support Equip
6169 | PROTECTOR,GUY. | PVC RIGID;WHITE;TO SUIT 19/2.75 MM SC/GZ;2.5 M LG,28 MM ID;(LARGE),UNSLIT; REFER OCM 8/16; | Line Hardware
2479327 | PROTECTOR,HEARING | Ear Plugs, Disposable, Uncorded, 29 dB Min Rating, Class 5 (P200) | HS & PPE
2479319 | PROTECTOR,HEARING | Ear Plugs, Reusable, Corded, 32 dB Min Rating, Class 5 (P120) | HS & PPE
2479335 | PROTECTOR,HEARING | Ear Plugs, Reusable, Corded, 27 dB Min Rating, Class 5, c/w Storage Case (P50) | PPE, Hardware & Tools
2481158 | PROTECTOR,HEARING | X4A Earmuff, 31dB Rating, Class 5 SLC80, Headband Style, 3M Peltor | HS & PPE
2481174 | PROTECTOR,HEARING | Earmuffs, 28dB Rating, Class 5 SLC80, Foldable Style, 3M Peltor Optime H510F, Yellow | HS & PPE
2483436 | PROTECTOR,HEARING | Ear Plugs, Banded, Moldex 6506 Jazz | HS & PPE
2496750 | PROTECTOR,HEARING | Earmuffs, Cap-Mount, 3M Peltor H31P3AF, for Versaflo TR-300 Series PAPR | HS & PPE
2483444 | PROTECTOR,HEARING | Ear Plugs, Corded, 3M Tri-Flange | HS & PPE
2481950 | PROTECTOR,HEARING | Ear Plugs, Banded, 22dB Min Rating, Class 4, Pack of 5 | HS & PPE
2481166 | PROTECTOR,HEARING | Earmuffs, 32dB Rating, Class 5 SCL80, Headband Style, 3M Peltor Optime H520A, Green | HS & PPE
2481141 | PROTECTOR,HEARING | Earmuffs, 34dB Rating, Class 5 SCL80, Neckband Style, 3M Peltor Optime H540B, Black & Red | HS & PPE
2478196 | PULLER,FUSE | Handle, 144 x 108 x 60mm, Suits NH HRC Fuses, Sizes 00 to 3 | Tools & Equipment
21846 | PULLING EYE & END SEAL | FOR 33 KV;800 SQ MM CORRUGATED COPPER SHEATH CABLE;CRIMP TYPE;PULLING EYE REQUIRED FOR PART DRUMS; | Tools & Equipment
21845 | PULLING EYE & END SEAL | FOR 33 KV;630 SQ MM CORRUGATED COPPER SHEATH CABLE;CRIMP TYPE;PULLING EYE REQUIRED FOR PART DRUMS; | Tools & Equipment
2490548 | PUMP | M12 Milwaukee, Stick Transfer Pump | Hardware & Tools
2492072 | PUMP, ROTARY | Milwaukee, M18 Transfer Pump, 18V, Self-Priming, Splash-Proof Battery Compartment | Hardware & Tools
530003 | PUSH BUTTON | Illuminated, White, Full Voltage, Input Various Voltages, Round for Front Panel Mounting, LED not included | Substation Batteries
2482131 | PUTTY | Bicaseal, Solid Setting Resin Putty, Two-part Mix, Red Resin Base & Off-White Activator, 2 Sticks Individually Wrapped | U/G Accessories
4684 | RACEWAY,NONMETALLIC | OPEN SLOTTED WALLS;PVC,RIGID;GREY; 45 MM W,45 MM H;C/W 50 MM LID; 1 X 2 M LG;PACKEC IN PROTECTIVE PLASTIC BAG & BOUND WITH PALLETISING TAPE | Hardware & Tools
13548 | RACEWAY,NONMETALLIC | OPEN SLOTTED WALLS;PVC,RIGID;LT GREY;40 MM W,40 MM H;C/W LID,W/ELONGATED HOLES FOR FIXING;AS2053,AS3100;10 X 2 M LG; PACKED IN PROTECTIVE PLASTIC BAG & BOUND | Hardware & Tools
19763 | RACEWAY,NONMETALLIC | CABLE DUCT,PVC SLOTTED;80 MM W;60 MM H; 2000 MM LG;PACK OF 1; | Hardware & Tools
21496 | RACEWAY,NONMETALLIC | LE GRAND PVC SLOTTED;40 MM W,80 MM H; 2000 MM LG; | Hardware & Tools
2492395 | RACEWAY,NONMETALLIC | Slotted Duct, 2000 x 150 x 100mm, Grey | Substation
21886 | RACEWAY,NONMETALLIC | OPEN SLOTTED WALLS;PVC;RIGID;50 MM W, 50 MM H,2000 MM LG;C/W LID;PACK OF 12; USED IN SUBSTN CONTROL PANELS; | Hardware & Tools
21495 | RACEWAY,NONMETALLIC | LE GRAND PVC SLOTTED;60 MM W,80 MM H; 2000 MM LG; | Hardware & Tools
13750 | RACEWAY,NONMETALLIC | OPEN SLOTTED WALLS;PVC,RIGID;LT GREY;25 MM W,30 MM H;C/W LID,W/ELONGATED HOLES FOR FIXING;AS2053,AS3100;12 X 2 M LG; PACKED IN PROTECTIVE PLASTIC BAG & BOUND | Hardware & Tools
19216 | RACEWAY,NONMETALLIC | CABLE DUCT;PVC SLOTTED;C/W COVER; 100 MM H,80 MM W,2000 MM LG; PACK OF 1; | Hardware & Tools
14244 | RACEWAY,NONMETALLIC | OPEN SLOTTED WALLS;PVC,RIGID;LT GREY;100 MM W,100 MM H;C/W LID,W/ELONGATED HOLES FOR FIXING;AS2053,AS3100; | Hardware & Tools
12382 | RACEWAY,NONMETALLIC | OPEN SLOTTED WALLS;PVC,RIGID;GREY; 40 MM W,60 MM H;C/W LID;2 M LG;PACKED IN PROTECTIVE PLASTIC BAG & BOUND WITH PALLETISING TAPE (NON-RESIDUE) OR CORD | Hardware & Tools
4856 | RACEWAY,NONMETALLIC | OPEN SLOTTED WALLS;PVC,RIGID;GREY; 25 MM W,40 MM H;C/W LID;2 M LG; | Hardware & Tools
13751 | RACEWAY,NONMETALLIC | OPEN SLOTTED WALLS;PVC,RIGID;LT GREY;80 MM W,40 MM H;C/W LID,W/ELONGATED HOLES FOR FIXING;AS2053,AS3100;12 X 2 M LG; PACKED IN PROTECTIVE PLASTIC BAG & BOUND | Hardware & Tools
8904 | RACK KIT,ELECTRICAL EQUIPMENT. | ITEMS TO BE INDIVIDUALLY PACKED AS A KIT ;KIT CONSISTS OF 1 APPARATUS FRAME P/N 5284 1340-A;1 DOOR WITH GLASS P/N SA 362002-R;2 END PLATES P/N SA 362 026-LK; | Communications
20699 | RACK,BATTERY | 110V, 160Ah Battery Stand, 1350 x 1200 x 380mm, S/Steel | Substation Batteries
25445 | RACK,BATTERY | 110V, 160Ah Battery Stand, RHS Base, Holds 18 Batteries (6 Wide & 3 High), 1000 x 1146 x 368mm, Alum, u/w 18 x 6V Battery Bank | Substation Batteries
25447 | RACK,BATTERY | 110V, 300Ah Battery Stand, RHS Base, Holds 54 Batteries (9 Wide & 6 High), 1366 x 1539 x 357mm, Alum, u/w 54 x 2V Battery Bank | Substation Batteries
5506 | RACK,CABLE | CHANNEL TYPE;STEEL;GALVABOND;2400 MM O/A LG;100 MM O/A W;ADMIRALTY PATTERN; SQ EDGE;PACK OF 10,PACK WEIGHT 10.8 KG; | Line Support Equip
18160 | RACK,CABLE | CABLE RACK INTERIOR;6.0 M LG;150 MM W; CABLE LAYING DEPTH 40 MM;FOR NEMA 12B; PACK OF 1,PACK WEIGHT 20.0 KG; | Line Support Equip
18408 | RACK,CABLE | 90 DEG BEND;300 MM INNER RADIUS; 150 MM W;SUIT NEMA 12B;PACK OF 1,PACK WEIGHT 2.0 KG; | Line Support Equip
18554 | RACK,CABLE | CROSS;300 MM INNER RADIUS;300 MM W; SUIT NEMA 12B;PACK OF 1,PACK WEIGHT 7 KG; | Line Support Equip
18166 | RACK,CABLE | SPLICE PLATE FOR CABLE RACK INTERIOR; NEMA 12B;PACK OF 1; | Line Support Equip
18161 | RACK,CABLE | CABLE RACK INTERIOR;4.0 M LG;300 MM W; CABLE LAYING DEPTH 40 MM;FOR NEMA 12B; PACK OF 1,PACK WEIGHT 15.5 KG; | Line Support Equip
18555 | RACK,CABLE | EXTERNAL RISER;300 MM INNER RADIUS; 300 MM W;SUIT NEMA 12B;PACK OF 1, PACK WEIGHT 2.4 KG; | Line Support Equip
18557 | RACK,CABLE | FLAT BEND,90 DEG;300 MM INNER RADIUS; 300 MM W;SUIT NEMA 12B;PACK OF 1,PACK WEIGHT 3.7 KG; | Line Support Equip
25520 | RACK,CABLE | Patch Cord Minder, 1RU, 4 Ring, 80mm Loops, Metal, Black c/w Cage Nuts | Substation Accessories
23375 | RACK,CABLE | Patch Cord Minder, 1RU, 5 Ring, Krone, Black | Substation Accessories
21954 | RACK,CABLE | EXTERNAL RISER;300 MM INNER RADIUS; 450 MM W;SUIT NEMA 12B;PACK OF 1,PACK WEIGHT 2.5 KG;USED IN SUBSTNS; | Substation Accessories
22298 | RACK,CABLE | FLAT BEND;90 DEG;300 MM INNER RADIUS; 450 MM W;SUIT NEMA 12B;PACK OF 1;USED IN SUBSTNS; | Substation Accessories
21851 | RACK,CABLE | FLAT BEND;90 DEG;300 MM INNER RADIUS; 600 MM W;SUIT NEMA 12B;PACK OF 1;USED IN SUBSTNS; | Line Support Equip
21850 | RACK,CABLE | TEE;90 DEG;300 MM INNER RADIUS;600 MM W; SUIT NEMA 12B;PACK OF 1;USED IN SUBSTNS; | Line Support Equip
20136 | RACK,CABLE | CABLE LADDER;450 MM W,4 M LG;SUIT NEMA 12B;PACK OF 1,PACK WEIGHT 17.0 KG; | Line Support Equip
19123 | RACK,CABLE | CABLE LADDER;600 MM W;4 M LG;SUIT NEMA 12B;PACK OF 1,PACK WEIGHT 18.0 KG; | Line Support Equip
18558 | RACK,CABLE | TEE;300 MM INNER RADIUS;300 MM W;SUIT NEMA 12B;PACK OF 1,PACK WEIGHT 5.5 KG; | Line Support Equip
18556 | RACK,CABLE | INTERNAL RISER;300 MM INNER RADIUS; 300 MM W;SUIT NEMA 12B;PACK OF 1,PACK WEIGHT 2.4 KG; | Line Support Equip
19867 | RACK,ELEC EQUIP | AFLC/SACS;INTERFACE RACK;C/W SICM; | Substation Accessories
22640 | RACK,ELEC EQUIP | LACING BAR;FOR USE IN 19 IN RACKS TO SECURE CABLES;BLACK COLOUR; | Substation Accessories
25441 | RACK,ELEC EQUIP | Projection Mount RED615 Cutout Equipment Housing, 186mm W, 177mm H, 100mm D, 1.5mm Zinc Seal, suit ABB RED615 Relay | Substation Accessories
2477388 | RACK,ELEC EQUIP | MD303 RTU Mounting Kit | Substation Automated Systems
4159 | RACK,ELEC EQUIP | Side Panel, suit RA2, 48U, 600mm | Fabricated Metalware
2499267 | RACK,ELEC EQUIP | Outdoor, 19", 40U Swing Frame, 800 x 800 x 2000mm (2145mm), 1500W Cooling Unit, Al, IP55, Front Door Left Hinge, suit NCS BESS 1A3 (1NC3) | Substation Batteries
2499275 | RACK,ELEC EQUIP | Outdoor, 19", 22U Swing Frame, 800 x 800 x 2000mm (2145mm), 1500W Cooling Unit, Al, IP55, c/w 2 x Battery Shelves, Front Door Right Hinge, suit | Substation Batteries
2499259 | RACK,ELEC EQUIP | Outdoor, 19", 40U Swing Frame, 800 x 800 x 2000mm (2145mm), 1500W Cooling Unit, Al, IP55, Front Door Right Hinge, suit NCS BESS 1A2/1A5 (1NC2/1NC5) | Substation Batteries
4157 | RACK,ELEC EQUIP | Side Panel, suit FA1 & RA1, 48U, 800mm | Fabricated Metalware
25443 | RACK,ELEC EQUIP | Projection Mount P142 Cutout Equipment Housing, 222.5mm W, 177mm H, 100mm D, 1.6mm Al Brushed, suit Schneider P142 Relay | Substation Accessories
23372 | RACK,ELEC EQUIP | LACING BAR; SMALL PROFILE LACING BAR; 6MM SCREWS; FOR MPLS INSTALLATION; | Hardware & Tools
21171 | RADIO SET | UTILINET WANGATE RADIO; FULLY SELF CONTAINED 900 MHZ MESH RADIO; WITH IN-BUILT BATTERY & CHARGER; SUITABLE FOR USE AS STAND ALONE REPEATER, POWERED | Communications
2472595 | RADIO SET | P25 Trunked Radio Kit, Tait TM9455 c/w HHCH, Nexion NX6300 & Associated Cables, GNSS Antenna & 5m Lead | Communications
2486751 | RADIO SET | Utilinet IWR Series 5, 6 - 28VDC, 900MHz Class B, RF Mesh Radio, RS-232 & RS-485 Connections | Communications
2478857 | RADIO SET | Handheld Portable, Tait TP9310, Orange 380-470MHz, c/w 2400mAh Li-ion Battery, Belt Clip & Whip Antenna, Programmed from Energex Frequencies | Tools & Equipment
21170 | RADIO SET | UTILINET IP SERIES; 900 MHZ MESH RADIO; WITH IN-BUILT IP INTERFACE; SUITABLE FOR USE AS A HEAD-END; POWERED FROM 12 V DC; | Communications
23039 | RADIO SET | SET CONSISTING OF 1 X SC21172 RADIO SET CELLNET SERIES III INTERGRATED WANGATE (IWR);DC POWERED 900 MHZ MESH RADIO;1 X 21708 SURGE ARRESTER | Communications
2491678 | RADIO UNIT,REMOTE | ODU 600v2, 8GHz, 7835-8017 TX Low, T-R 300/305.56/310/311.32/360MHz | Communications
2491694 | RADIO UNIT,REMOTE | ODU 600v2, 7/8GHz Waveguide Transition Kit, WTM 4100/4200, WR112 Waveguide, UDR 84 Flange | Communications
2497741 | RADIO UNIT,REMOTE | ODU 600v2, L6GHz, 6175-6305 TX High, T-R 240/252.04/266MHz | Communications
2497766 | RADIO UNIT,REMOTE | ODU 600v2, L6GHz, 6295-6420 TX High, T-R 240/252.04/266MHz | Communications
2497998 | RADIO UNIT,REMOTE | ODU 600v2, 13/15GHz Waveguide Transition Kit, WR62 Waveguide, UBR 140 Flange | Communications
2497980 | RADIO UNIT,REMOTE | ODU 600v2, 10/11GHz Waveguide Transition Kit, WR90 Waveguide, UDR 100 Flange | Communications
2497972 | RADIO UNIT,REMOTE | ODU 600v2, 6GHz Waveguide Transition Kit, WR137 Waveguide, UDR 70 Flange | Communications
2497881 | RADIO UNIT,REMOTE | ODU 600v2, 13GHz, 13017-13157 TX High, T-R 266MHz | Communications
2497873 | RADIO UNIT,REMOTE | ODU 600v2, 13GHz, 12751-12891 TX Low, T-R 266MHz | Communications
2497865 | RADIO UNIT,REMOTE | ODU 600v2, 11GHz, 11200-11505 TX High, T-R 490/500/520/530MHz | Communications
2497857 | RADIO UNIT,REMOTE | ODU 600v2, 11GHz, 10675-10975 TX Low, T-R 490/500/520/530MHz | Communications
2497840 | RADIO UNIT,REMOTE | ODU 600v2, 11GHz, 11425-11705 TX High, T-R 490/500/520/530MHz | Communications
2497832 | RADIO UNIT,REMOTE | ODU 600v2, 11GHz, 10915-11200 TX Low, T-R 490/500/520/530MHz | Communications
2497824 | RADIO UNIT,REMOTE | ODU 600v2, 8GHz, 8025-8210 TX High, T-R 300/310/311.32/360MHz | Communications
2497816 | RADIO UNIT,REMOTE | ODU 600v2, 8GHz, 7700-7855 TX Low, T-R 300/310/311.32/360MHz | Communications
2497808 | RADIO UNIT,REMOTE | ODU 600v2, U6GHz, 6930-7115 TX High, T-R 340/345MHz | Communications
2497790 | RADIO UNIT,REMOTE | ODU 600v2, U6GHz, 6590-6775 TX Low, T-R 340/345MHz | Communications
2497782 | RADIO UNIT,REMOTE | ODU 600v2, U6GHz, 6770-6980 TX High, T-R 340/345MHz | Communications
2497774 | RADIO UNIT,REMOTE | ODU 600v2, U6GHz, 6430-6640 TX Low, T-R 340/345MHz | Communications
2497758 | RADIO UNIT,REMOTE | ODU 600v2, L6GHz, 6039-6175 TX Low, T-R 240/252.04/266MHz | Communications
2497733 | RADIO UNIT,REMOTE | ODU 600v2, L6GHz, 5927-6055 TX Low, T-R 240/252.04/266MHz | Communications
2491686 | RADIO UNIT,REMOTE | ODU 600v2, 8GHz, 8145-8327 TX High, T-R 300/305.56/310/311.32/360MHz | Communications
4042 | RAG,WIPING | SECOND QUALITY;100% COTTON,ALL COLOURS; WITHOUT BALE HOOKS;CUT APPROX 500 X 500 ,10 KG BALE; | PPE, Hardware & Tools
23773 | RAG,WIPING | SUITABLE FOR CLEANING FIBREGLASS, GLASS; USED ON FIBREGLASS FOR INSULATION TESTING;WHITE RAG TOWELLING; 10KG BAG; | General
19688 | RAIL,BARRICADE | RETRACTABLE;ABS PLASTIC;1 M LG BAR EXTENDS TO 2 M LG;BLACK & YELLOW REFLECTIVE STRIPES;POLYETHYLENE RINGS ON EACH END TO FIT OVER TOP OF TRAFFIC | Hardware & Tools
126334 | RAKE, GARDEN | STEEL HEAD;14 TOOTH;NAIL TYPE;C/W WOODEN HANDLE; | General Hardware
382473 | RAKE, GARDEN | GRASS;PLASTIC;C/W HANDLE; | General Hardware
22825 | RANGE FINDER,LASER | Nikon Forestry Pro II, Three-Point Measurement System, 6 x Magnification, Back-Lit External Display, Max Range: 7.5-1600m, CR2 LI Battery | Hardware & Tools
2422939 | RATCHET | Tie Down Strap, with 2m Lg, Min 250kg SWL, AS/NZS 4380 | PPE, Hardware & Tools
17556 | RAYFLATE,DUCT SEALING SYSTEM | FOR POWER CABLES;C/W INFLATABLE BLADDER OF FLEXIBLE METALLIC LAMINATE,COATED BOTH SIDES WITH SEALANT STRIP;INFLATION BAG PRESSURE TO 3.0 + OR - 0.2 BAR | U/G Equipment
20074 | RAYFLATE,DUCT SEALING SYSTEM | MASTIC SEALING CLIP;CLP-100; PACK OF 5; | U/G Equipment
20075 | RAYFLATE,DUCT SEALING SYSTEM | MASTIC SEALING CLIP;CLP-125; PACK OF 5; | U/G Equipment
20076 | RAYFLATE,DUCT SEALING SYSTEM | INFLATABLE CONDUIT SEAL; RAYRDSS-125;PACK OF 10; | U/G Equipment
16797 | REACTOR | NEUTRAL EARTHING;19.1 MH;40 AMP;50 HZ; 12 KV;1 PHASE;1 KA FOR 3 SEC;PEDESTAL POST INSULATOR MTG;AIR INSULATED; OUTDOOR;TAPPED AT 6 OHM & 3 OHM;AS1028; | Substation
17895 | REACTOR | INRUSH LIMITING;0.120 MILLI H;400 AMP; 50 HZ;6.9 KV;1 PHASE;16.6 KA FOR 3 SEC; PEDESTAL POST INSULATOR MTG;AIR INSUL; IN-RUSH REACTORS;SUPPLIED 3 PER CRATE; | Substation
21978 | REACTOR | OUTDOOR ENCLOSURE;INCLUDING 3 LOAD SHARING REACTORS;0.176 MH;700 AMP;50 HZ; 36 KV;1 PHASE;31.5 KA FOR 2 SEC;FOR SHERWOOD SUBSTN; | Substation
21710 | REACTOR | NEUTRAL EARTHING;50.93 MH,16 OHM;50 HZ; 36 KV;1 PHASE;1 KA FOR 3 SEC;PEDESTAL POST INSULATOR MTG;AIR INSULATED; OUTDOOR,CAST RESIN;SUPPLIED W/O | Substation
21686 | REACTOR | INRUSH LIMITING;49.17 MH;420 AMP;50 HZ; 123 KV;1 PHASE;PEDISTAL POST INSULATOR MTG;AIR INSULATED;TO SUIT SC21685 (123 KV CAPACITOR BANKS);P/LINK CONTRACT | Substation
21390 | REACTOR | INRUSH LIMITING;68.34 MIILLI H;356 AMP; 50 HZ;145 KV;1 PHASE;27.2 KA;FOR 1 SEC; PEDISTAL POST INSULATOR MTG;AIR INSULATED;TO SUIT SC21389 (145 KV | Substation
20191 | REACTOR | DETUNING;7.7 MILLI H;226.8 AMP;50 HZ; 6.35 KV;3 PHASE;10 KA FOR 3 SEC;AIR INSULATED;DETUNING REACTOR FOR SC19856,SC19857 & SC19941; | Substation
20188 | REACTOR | INRUSH LIMITING;50 MICRO H;546 AMP;50 HZ 19 KV;1 PHASE;30.7 KA FOR 3 SEC;PEDISTAL POST INSULATOR MTG;AIR INSUL;IN-RUSH REACTORS FOR SC19942; | Substation
17244 | REACTOR | AF BLOCKING;7.73 MH;80 AMP;50 HZ;12 KV; 1 PHASE;3 KA FOR 1 SEC;PEDESTAL POST INSULATOR MTG;AIR INSULATED;OUTDOOR; AS1028-1970; | Substation
16436 | REACTOR | AF BLOCKING;12.8 MH;120 AMP;50 HZ;12 KV; 3 PHASE;1.5 KA FOR 1 SEC;HANGER BRACKET MTG;OIL FILLED;AS1028;2 AMP @ 1045 HZ, 1000 D,1100 H,1740 W;950 KG; | Substation
23906 | READING HEAD | MR2 OPTICAL READ HEAD | Metering Delivery
23940 | READING HEAD | OPTICAL PROBE ANSI (USB) | Metering Delivery
23931 | READING HEAD | OPTICAL READ HEAD ANSI DB9; READING HEAD FOR PROGRAMMING OF EDMI METERS; | Meters
24295 | RECEIVER | Phase Identification LV Non-Contact Reciever, for Futurepoint Systems Phase Identifier Kit | Electrical Test & Accsry Equip
2469609 | RECEIVER | Phase Identification LV Contact Reciever, for Futurepoint Systems Phase Identifier Kit | Electrical Test & Accsry Equip
21215 | RECEIVER,RIPPLE CONTROL | TYPE 4B;PLASTIC;RIPPLE CONTROL;W/O THEMISTOR;SIGNAL ADAPTOR;IP40;80 MM H, 80 MM W,30 MM D; | Meters
2490167 | RECEIVER,RIPPLE CONTROL | R1100, 1042Hz, SE-R, Program 801-808, Decabit, T33/T33other/T31, c/w 1 x Switch Fitted R1 | Meters
2490183 | RECEIVER,RIPPLE CONTROL | R1100, 1042Hz, SE-R, Program 811-813, Decabit, T33/T33/T33 c/w 3 x Switches Fitted R1/R2/R3 | Meters
2490209 | RECEIVER,RIPPLE CONTROL | R1100, 1042Hz, SE-R, Program 815, Decabit, T33/T33/T31 c/w 3 x Switches Fitted R1/R2/R3 | Meters
2490225 | RECEIVER,RIPPLE CONTROL | R1100, 1042Hz, SE-M, Program 909-910, Decabit, T31/T31/T31 c/w 3 x Switches Fitted R1/R2/R3 | Meters
2490241 | RECEIVER,RIPPLE CONTROL | R1100, 1042Hz, SE-M, Program 914, Decabit, T31/T31/T33 c/w 3 x Switches Fitted R1/R2/R3 | Meters
2492965 | RECEIVER,RIPPLE CONTROL | R1100, 1042Hz, SE-M, Program 918, Decabit, T33/EVSE/T31 c/w 1 x Switch Fitted R2 - METRO | Meters
2492957 | RECEIVER,RIPPLE CONTROL | R1100, 1042Hz, SE-R, Program 818, Decabit, T33/EVSE/T31 c/w 1 x Switch Fitted R2 - REGIONAL | Meters
2490266 | RECEIVER,RIPPLE CONTROL | R1100, Program 001, Blank Relay, No Switches or Stickers (Lab Program Only), Supplied with Plant Number | Meters
2490258 | RECEIVER,RIPPLE CONTROL | R1100, 1042Hz, SE-M, Program 915, Decabit, T33/T33/T31 c/w 3 x Switches Fitted R1/R2/R3 | Meters
2490233 | RECEIVER,RIPPLE CONTROL | R1100, 1042Hz, SE-M, Program 911-913, Decabit, T33/T33/T33 c/w 3 x Switches Fitted R1/R2/R3 | Meters
2490217 | RECEIVER,RIPPLE CONTROL | R1100, 1042Hz, SE-M, Program 901-908, Decabit, T33/T33other/T31, c/w 1 x Switch Fitted R1 | Meters
2490191 | RECEIVER,RIPPLE CONTROL | R1100, 1042Hz, SE-R, Program 814, Decabit, T31/T31/T33 c/w 3 x Switches Fitted R1/R2/R3 | Meters
2490175 | RECEIVER,RIPPLE CONTROL | R1100, 1042Hz, SE-R, Program 809-810, Decabit, T31/T31/T31 c/w 3 x Switches Fitted R1/R2/R3 | Meters
2475556 | RECEIVER,RIPPLE CONTROL | Load Control, L350, R1100 c/w 2 x Switches & LTE Cat M Comms Module for Distribution Network | Meters
21214 | RECEIVER,RIPPLE CONTROL | TYPE 4A;PLASTIC;COMBINED RIPPLE CONTROL; C/W THERMISTOR;SIGNAL ADAPTOR INDOOR UNIT INSTALLATION;IP40;80 MM H,80 MM W, 30 MM D; | Meters
2495331 | RECEIVER,SATELLITE | OSA5422 GPS Clock Kit, RB Module, Rack Mount, 16 x BITS Out, BNC Patch Panel, 2 x 48VDC PSU, 4 x 1G SX SFP, GNSS Roof Antenna, SPD, 60m LMR400, TNC Connectors | Communications
2495356 | RECEIVER,SATELLITE | OSA5401 GPS Clock Kit, Syncplug GNSS & PTP Grand Master SFP, GNSS Survey Antenna, SPD, 20m LMR400, TNC Connectors | Communications
2495349 | RECEIVER,SATELLITE | OSA5422 GPS Clock Kit, RB Module, Rack Mount, 2 x 48VDC PSU, 4 x 1G SX SFP, GNSS Roof Antenna, SPD, 60m LMR400, TNC Connectors | Communications
13144 | RECLOSER | 12 KV;3 PHASE;50 HZ;400 AMP;6 KA BKG CAP ;4 SHOTS TO L/O;O/C,E/F & SEF PROTECTION ,DYNATRIP MK 2 CMOS;CONCRETE OR WOOD POLE MTG;CT RATIO 200/1 AMP PROT CT,SF6 | Substation
16065 | RECLOSER | 12 KV;3 PHASE;50 HZ;560 AMP;10 KA BKG CAP;4 SHOTS TO L/O;O/C,E/F & SEP PROT, MICROTRIP 2 RELAY;CONCRETE OR WOOD POLE MTG;CT RATIO 200/1 AMP,SF6 INSULATED,5 M | Substation
21059 | RECLOSER | SCHNEIDER N38;38 KV;3 PHASE;800 AMP; 16 KA VACUUM INTERRUPTER IN SF6 TANK;C/W CONTROL CUBICLE;9 M CONTROL CABLE ADVC2 CONTROLLER IOEX2 & FTIM2 MODULES; | Substation
21057 | RECLOSER | SCHNEIDER N15;15.5 KV;3 PHASE;630 AMP; 12.5 KA VACUUM INTERRUPTER IN SF6 TANK; C/W CONTROL CUBICLE;9 M CONTROL CABLE ;ADVC2 CONTROLLER IOEX2 & FTIM2 MODULES; | Substation
21645 | RECLOSER | 24 KV;SINGLE PHASE;400 AMP;VACUUM INTERRUPTER NULEC W27;FOR USE ON 12.7 OR 19 KV SWER SYSTEM;ORDER EXTERNAL VT SEPARATELY; | Substation
20222 | RECLOSER | 12 KV;3 PHASE;50 HZ;560 AMP;13.1 KA BKG CAP;4 SHOTS TO L/O;O/C,E/F & SEF PROTECTION,BRUSH REM CONT PMR12; CONCRETE OR WOOD POLE MTG;CT RATIO | Substation
20221 | RECLOSER | 12 KV;3 PHASE;50 HZ;560 AMP;13.1 KA BKG CAP;4 SHOTS TO L/O;O/C,E/F & SEF PROTECTION,BRUSH REM CONT PMR12; CONCRETE OR WOOD POLE MTG;TO | Substation
19839 | RECLOSER | 36 KV;3 PHASE;800 AMP;POLE MTG - LEFT/ RIGHT;16 KA BKG CAP;240 SQ MM ALUMINIUM WATER BLACKED CABLE;3 M LG;NU-LEC CONTROLLER;C/W DNP3 PROTOCOL-CAPM5; | Substation
18748 | RECLOSER | 12 KV;3 PHASE;630 AMP;VACUUM INTERRUPTER NULEC N12;POLE MTG-FRONT-REAR;12.5 KA BKG CAP;AUX SUPPLY FROM 11 KV/27.8 V EXT POLE MTD VT C/W POLE MTG BRACKET & | Switchgear
18747 | RECLOSER | 36 KV;3 PHASE;800 AMP;SF6;POLE MTG-FRONT /REAR;16 KA BKG CAP;240 SQ MM ALUMINIUM WATER BLOCKED CABLE,3 M LG; NU-LEC CONTROLLER WITH DNP3.0 PROTOCOL CAPM5; | Switchgear Distribution
18744 | RECLOSER | 36 KV;3 PHASE;800 AMP;POLE MTG-LEFT/ RIGHT;16 KA BKG CAP;240 SQ MM ALUMINIUM WATER BLOCKED CABLE;4 M LG;NU-LEC CONTROLLER,C/W DNP3 PROTOCOL-CAPM5; | Switchgear
18743 | RECLOSER | 36 KV;3 PHASE;800 AMP;STRUCTURE MTG; 16 KA BKG CAP;TERMINAL PALM CONNECTIONS; NU-LEC CONTROLLER,C/W DNP3 PROTOCOL- CAPM5;IOEX INTERFACE CARD;FAST TRIP | Switchgear Distribution
18155 | RECLOSER | 12 KV;3 PHASE;630 AMP;SF6;12.5 KA BKG CAP;INSULATED;POLE BRACKET MTG;VACUUM INTERRUPTERS;240 SQ MM CABLE TAILS; CONTROLLER WITH CAPM2-MCP;FIRMWEAR & | Substation
18105 | RECLOSER | 12 KV;3 PHASE;50 HZ;630 AMP;SF6;12.5 KA BKG CAP;INSULATED;POLE MTG;VACUUM INTERUPTERS;240 SQ MM ALUMINIUM CABLE TAILS;CONTROLLER WITH CAPM4-DNP3 | Substation
17721 | RECLOSER | 12 KV;3 PHASE;50 HZ;630 AMP;12.5 KA BKG; CAP;4 SHOTS TO L/O;O/C,EF & SEF PROT; REMOTE CONTROLLED WITH CAPM2 INTERFACE;POLE MTG;CT RATIO 400/0.2 AMP, | Substation
17509 | RECLOSER | 12 KV;3 PHASE;50 HZ;630 AMP;12.5 KA BKG CAP;C/W POLE MTG BRACKET;NU-LEC N12 RECLOSER;80 SQ MM CABLE TAILS,CONTROLLER CAPM2-MCP FIRMWARE & 7 M UMBILICAL CABLE | Substation
17002 | RECLOSER | 12 KV;3 PHASE;50 HZ;630 AMP;12.5 KA BKG CAP;4 SHOTS TO L/O;O/C,E/F & SEF PROT; REMOTE CONTROLLED WITH LEVEL 2 INTERFACE;POLE MTG;240 SQ MM CABLE TAILS | Substation
23406 | RECLOSER,AUTO | NOJA Power OSM15, 15.5kV, 3 Ph, 800A, 16kA Vacuum Interupter c/w Control Cubicle, 9m Control Cable, Pole Mounting Bracket, Aux Supply VT w/-CCT Bridges, | Switchgear Distribution
2470235 | RECLOSER,AUTO | SYNCHROPHASOR RC20-S TRIAL Sectionaliser, Load Break Switch, 22kV 3 Ph, 400A, 12.5kA Cap, Vacuum Interrupting, O/door Pole Mount c/w | Switchgear Distribution
R23406 | RECLOSER,AUTO | REFURBISHED, NOJA Power OSM15, 15.5kV, 3 Ph, 800A, 16kA Vacuum Interupter c/w Control Cubicle, 9m Control Cable, Pole Mounting Bracket, Aux Supply VT w/-CCT | Switchgear Distribution
2499341 | RECLOSER,AUTO | 11kV, SWER, 800A, 170kV 6kA Cap c/w Ctrl Cub, suit ext 240V Supply in Subs, Aux Supply, Surge Arrester, 9m Ctrl Cable, 20mm Dia Stem, 11kV /220V VT, | Switchgear Distribution
2483576 | RECLOSER,AUTO | 36kV, 3 Ph, 800A, 12.5kA, Tank Unit Only with SA Fitted, No VT or Control Box, EQTS 06-07-03 | Switchgear
2483568 | RECLOSER,AUTO | 24kV, 3 Ph, 630A, 12.5kA, Tank Unit Only with SA Fitted, No VT or Control Box, EQTS 06-07-03 | Switchgear
2483550 | RECLOSER,AUTO | 12kV, 3 Ph, 800A, 12.5kA, Tank Unit Only with SA Fitted, No VT or Control Box, EQTS 06-07-03 | Switchgear
2480606 | RECLOSER,AUTO | 11kV, 3 Ph, 630A, 16kA, Vac Interrupter, IAC-AB 12.5kA/0.2sec, RC10 Controller, Gndmt, DIN C HV BSH c/w 304 S/Steel Cub & Concrete Plinth, Aux VT 11kV/240V | Switchgear Distribution
R23407 | RECLOSER,AUTO | REFURBISHED, NOJA Power OSM38, 38kV, 3 Ph, 800A, 12.5kA Vacuum Interupter c/w Control Cubicle, 9m Control Cable, Pole Mounting Bracket, Aux Supply VT w/-CCT | Switchgear Distribution
2470243 | RECLOSER,AUTO | SYNCHROPHASOR RC20-S TRIAL Sectionaliser, Load Break Switch, 33kV 3 Ph, 400A, 12.5kA Cap, Vacuum Interrupting, O/door Pole Mount c/w | Switchgear Distribution
2469773 | RECLOSER,AUTO | SYNCHROPHASOR RC20-S TRIAL, Sectionaliser, Load Break Switch, 11kV, 3 Ph, 400A, 12.5kA Cap, Vacuum Interrupting, O/door Pole Mount c/w | Switchgear Distribution
23407 | RECLOSER,AUTO | NOJA Power OSM38, 38kV, 3 Ph, 800A, 12.5kA Vacuum Interupter c/w Control Cubicle, 9m Control Cable, Pole Mounting Bracket, Aux Supply VT w/-CCT Bridges, | Switchgear Distribution
2469229 | RECLOSER,AUTO | Schneider E27, 27kV, 3 Ph, 630A, 12.5kA Vacuum Interrupter in Epoxy Housing c/w Ctrl Cub, 11m Ctrl Cable, ADVC3 Controller IOEX2 & FTIM2 Modules, 2-Hole | Switchgear Distribution
2469237 | RECLOSER,AUTO | Schneider E38, 38kV, 3 Ph, 800A, 16kA Vacuum Interrupter in Epoxy Housing c/w Ctrl Cub, 11m Ctrl Cable, ADVC3 Controller IOEX2 & FTIM2 Modules, 2-Hole | Switchgear Distribution
24945 | RECTIFIER | 220VDC, 60A CLOSING SUPPLY RECTIFIER FOR SOLENOID CLOSED CIRCUIT BREAKERS; SUITABLE FOR USE WHERE EXISTING RECTIFIER HAS FAILED; | Elect & Maintenance Spares
2489607 | RECTIFIER | 125/110V, suit Alpha Cordex Charger | Substation Batteries
2489664 | RECTIFIER | 24V, suit Alpha Cordex Charger | Substation Batteries
2489631 | RECTIFIER | 48V, suit Alpha Cordex Charger | Substation Batteries
19120 | RECTIFIER, SEMICONDUCTOR DEVICE | HEATSINK BRIDGE SCREW TERMINAL; RECTIFIER WITH ISOLATED METAL BASE; | Elect & Maintenance Spares
20286 | REDUCER,CONDUIT | PLAIN INTERNAL REDUCER;SIZE 50 MM TO 40 MM;OUTSIDE DIA 50 MM;INSIDE DIA 40 MM ;LENGTH 35 MM LG;ORANGE PVC CONDUIT;DWG 4927-A4/A SECT 2,P 58/59 PUBLIC LIGHTING | Conduit & Fittings
18032 | REDUCER,SCREWED,CONDUIT | RIGID PVC;32 MM TO 25 MM;SCREWED CONDUIT FITTING REDUCER;PACK OF 50; | Hardware & Tools
18033 | REDUCER,SCREWED,CONDUIT | RIGID PVC;25 MM TO 20 MM;SCREWED CONDUIT FITTING REDUCER;PACK OF 50; | Hardware & Tools
14470 | REEL,CABLE | STEEL,TOROIDAL,PAINTED;LV ABC (STOCK CODE 11927);FLANGE (1600) X BARREL (800) X INT.WIDTH (750);3000 KG;PLAIN TYPE; AS3983;EMPTY DRUM WEIGHT = 290 KG; | Cables
16426 | REEL,CABLE | STEEL;FOR U/G CABLE;COLLAPSIBLE;FOR MM CABLES,DESCRIPTION TO BE UPDATED WHEN INFORMATION IS AVAILABLE; | Cables
15936 | REEL,CABLE | STEEL TOROIDAL;HOT DIPPED GALVANISED; BARE OVERHEAD CONDUCTORS;FLANGE (1000) X BARREL (500) X INTERNAL WIDTH (500); PLAIN TYPE;AS3983;EMPTY DRUM WEIGHT = 80 | Cables
15991 | REEL,CABLE | STEEL,TOROIDAL;PAINTED;LV ABC (STOCK CODE 11927);FLANGE (1600) X BARREL (800) X INT WIDTH (750);3000 KG;PLAIN TYPE,DRUMS ARE OWNED BY OLEX CABLES; | Cables
15777 | REEL,CABLE | STEEL,TOROIDAL;HOT DIP GALVANISED;U/G LV CABLES;FLANGE (2000) X BARREL (1000) X INT.WIDTH (1000);5000 KG;PLAIN TYRE; AS3983;EMPTY DRUM WEIGHT = 430 KG; | Cables
15778 | REEL,CABLE | STEEL,TOROIDAL;HOT DIP GALVANISED;HV CABLES;FLANGE (2600) X BARREL (1400) X INT.WIDTH (1200);10,000 KG;I-BEAM TYPE; AS3983; | Cables
23785 | REEL,TEST | Extension Reel, Green & Yellow, 100m Cable Earth Test Reel, PTE-004 | Tools & Equipment
2476646 | REFILL,FIT TEST KIT | 3M Fit Test Solution, Bitter (Bitrex) c/w 1 x 55ml FT-31 Sensitivity Solution & 1 x 55ml FT-32 Fit Test Solution (2 x 55ml Bottles per Bag) | HS & PPE
2476653 | REFILL,FIT TEST KIT | 3M Fit Test Solution, Sweet (Saccharin) c/w 1 x 55ml FT-11 Sensitivity Solution & 1 x 55ml FT-12 Fit Test Solution (2 x 55ml Bottles per Bag) | HS & PPE
4253 | REFLECTOR,INDICATING,CLEARANCE. | YELLOW,CLASS 1;100 MM X 50 MM;DELINATOR ,ALUMINIUM BACKED;PACK WEIGHT, LESS THAN 10 KG; | Signs
20823 | REFLECTOR,INDICATING,CLEARANCE. | YELLOW,CLASS 1;100 MM X 50 MM;DELINATOR, ALUMINIUM BACKED;BENT TO DESIGN OF ENERGEX DELINATOR DIE;PACK OF 500; | Signs
21836 | REGULATOR,STEP VOLTAGE | 33 KV;3 PHASE;30 MVA;GROUND MTG;HV INPUT AIR 180 HV OUTPUT AIR;MINERAL OIL INSULATED; ONAF;YNAOD11;C/W 17 TAP POSN OLTC;ATTACHED RADIATOR; | Substation Transformers
22086 | REGULATOR,STEP VOLTAGE | 11 KV;SINGLE PHASE;200 AMP;POLE MTG; 95 KV BIL;32 TAPS;0.625% STEPS;REVERSE POWER FLOW;C/W 9 M CONTROL CABLE; NON-PCB DECAL;230 V AC,6 AMP AUX;SUPPLY | Regulator
18045 | REGULATOR,STEP VOLTAGE | 33 KV;3 PHASE;50 HZ;15 MVA;ONAN;+ 5% TO - 15%;16 STEPS OF 1.25%;GROUND MTG;HV BUSHINGS;YNAO (D);SERIES CURRENT LIMITING REACTOR INCLUDED; | Regulator
2491116 | REGULATOR,VOLTAGE | 11kV, 200A, 1Ph, Pole Mount, S/Steel, 95kV BIL, 32 Taps, 0.625% Steps, w/out Control Cable & Box (scm) | Regulator
2492338 | REGULATOR,VOLTAGE | 12kV, 200A, 1Ph, Pole Mount, S/Steel, 95kV BIL, 32 Taps, 0.625% Steps, IDPT Version, w/out Control Cable & Box | Regulator
2492361 | REGULATOR,VOLTAGE | 12-24kV, 200A, 1Ph, Pole Mount S/Steel, 150kV BIL, 32 Taps, 0.625% Steps, IDPT Version, w/out Control Cable & Box | Regulator
2491124 | REGULATOR,VOLTAGE | 11kV, 200A, 1Ph, Pole Mount, S/Steel, 95kV BIL, 32 Taps, 0.625% Steps, w/out Control Cable & Box (scm) | Regulator
24962 | REGULATOR,VOLTAGE | 12KV 200A BI DIRECTIONAL SINGLE PHASE; 50 HZ STEP VOLTAGE REGULATOR INSTALLED SING 2 TANKS CONNECTED OPEN DELTA; CL7 CONTROLLER; | Regulator
2472090 | REGULATOR,VOLTAGE | Pacific Volt, 1Ph, LV Regulator, 30kVA, LVR30 (scm) | Regulator
19837 | REINFORCING PIECE,CROSSARM | STEEL;GALV;1790 MM LG;100 PFC;FOR REINFORCING CROSSARM 19846 TO 13 KN MWT; C/W M20 BOLTS,WASHERS,NUTS TO ATTACH TO SC19846;PACK OF 1,PACK WEIGHT 16.8 KG; | Line Support Equip
22124 | RELAY | CYCLEIT RELAY;ECC A/C LOAD CONTROL EQUIPMENT;(COOL CHANGE);PACK OF 120, PACK WEIGHT 14 KG;RESTRICTED ISSUE; | Meters
22956 | RELAY | PEAKSMART;SIGNAL RECEIVER RELAY; (COOL CHANGE); | Protection Relay
24049 | RELAY | MULTITRIP; RMS 2HSM520D2-E-20M00B-4M56S1 HR FLAG;20 SR CONT; 125 V DC;SIZE 4 MODULAR CASE; Non-Latched Multitrip | Protection Relay
2480960 | RELAY | POW Controller CSD 100 Flux, 24V DC Supply, 1/5A CT Inputs | Switchgear Substation
2494482 | RELAY | Trip Circuit Supervision Relay, 50V DC, Green LED Under Normal Conditions | Substation Batteries
24052 | RELAY | MULTITRIP; 6R MATRIX TRIP RELAY;SIZE D HR FLAG;32V DC; 20 MAKE +0 BREAK SR HD CONTACTS; ONE ELEMENT IN A SIZE 4M56-S CASE; | Protection Relay
16421 | RELAY ASSEMBLY | GROUP INTERTRIP;32/110 V DC;15 KV RMS PILOT ISOLATION;OUTPUT CONTS 4 N/O;PILOT WIRE SUPERVISION 2 N/C, FLUSH OR PROJECTION MTG;BS142 & IEC255; | Protection Relay
22576 | RELAY ASSEMBLY | RESISTOR COMPONENT BOX; 120 OHM;2 W; | Protection Relay
22577 | RELAY ASSEMBLY | RESISTOR COMPONENT BOX; 180 OHM;0.5 W; | Protection Relay
21043 | RELAY SET,DIFFERENTIAL BUSBAR | TO BE SUPPLIED IN KIT FORM; RMS (3X HIGH INP RELAYS) & (1X BUS 5A CT SUP RELAY) & (1X 3 PHASE MET) & (3 X 250 OHM RESISTORS) & (3X RESISTOR MOUNT KITS) | Protection Relay
20050 | RELAY SET,DIFFERENTIAL BUSBAR | AREVA MCAG34 7 MVTP31;1 AMP;10% - 40%; 3 X 220 OHM RESISTORS & METROSILS; 110 V DC AUX;FLUSH & RACK MTG; P/N MCAG34VCBC0220A MVTP31V1CB0751E; | Substation
17409 | RELAY,BUSBAR SUPERVISION | BUSBAR SUPERVISION RELAY;110 V AUX;2-14 VRMS;5 N/O CONTACTS;1 HR;MODULAR CASE; FLUSH MTG;ORDER ON PROT DEPT APPROVAL ONLY;PART OF HIGH IMPEDANCE BUS | Protection Relay
16645 | RELAY,CIRCUIT BREAKER FAILURE | 3 OC,TIMER;INST;110 V AUX;1 AMP;0.2-1.6 AMP,TIME 0.01-9.99 SEC;2 NO SR OC & 2 NO SR TIMER;1 HR TIMER FLAG;SCREW TERM; MODULAR CASE;FLUSH MTG;IEC255;ORDER ON | Substation
22816 | RELAY,COMMUNICATIONS,INTERFACE UNIT. | ALSTOM GRID;P591;850NM;FIBRE OPTIC TO G703.64K INTERFACE;19 V-300 DC AUX;TO BE U/W SCHNEIDER P541/P546 RELAYS;FLUSH & RACK MTG; | Protection Relay
15163 | RELAY,CONTROL,AUDIO FREQUENCY | AFLC RECEIVER WITH ONE 40A SWITCH FITTED SW1 SET FOR T33 METRO. | Meters
17294 | RELAY,CONTROL,AUDIO FREQUENCY | AFLC RECEIVER WITH THREE 40 A SWITCHS FITTED IN REQUIRED POSITION R1/R2/R3 METRO. T31. | Meters
17296 | RELAY,CONTROL,AUDIO FREQUENCY | AFLC RECEIVER WITH THREE 40 A SWITCHES FITTED IN REQUIRED POSITION R1/R2/R3 REGIONAL. T33 | Meters
R15164 | RELAY,CONTROL,AUDIO FREQUENCY | REFURBISHED, AFLC RECEIVER WITH ONE 40A SWITCH FITTED SW1 SET FOR T33 REGIONAL | Meters
18977 | RELAY,CONTROL,AUDIO FREQUENCY | AFLC RECEIVER WITH THREE 40 A SWITCHS FITTED IN REQUIRED POSITION R1/R2/R3 REGIONAL. TWO T33. ONE T31 COMBINATION | Meters
18976 | RELAY,CONTROL,AUDIO FREQUENCY | AFLC RECEIVER WITH THREE 40 A SWITCHS FITTED IN REQUIRED POSITION R1/R2/R3 REGIONAL. ONE T33. TWO T31 COMBINATION | Meters
18975 | RELAY,CONTROL,AUDIO FREQUENCY | AFLC RECEIVER WITH THREE 40 A SWITCHS FITTED IN REQUIRED POSITION R1/R2/R3 METRO. TWO T33. ONE T31 COMBINATION | Meters
18974 | RELAY,CONTROL,AUDIO FREQUENCY | AFLC RECEIVER WITH THREE 40 A SWITCHS FITTED IN REQUIRED POSITION R1/R2/R3 METRO. ONE T33. TWO T31 COMBINATION | Meters
17297 | RELAY,CONTROL,AUDIO FREQUENCY | AFLC RECEIVER WITH THREE 40 A SWITCHS FITTED IN REQUIRED POSITION R1/R2/R3 REGIONAL. T31. | Meters
17295 | RELAY,CONTROL,AUDIO FREQUENCY | AFLC RECEIVER WITH THREE 40 A SWITCHS FITTED IN REQUIRED POSITION R1/R2/R3 METRO. T33 | Meters
15165 | RELAY,CONTROL,AUDIO FREQUENCY | AFLC RECEIVER WITH ONE 40A SWITCH FITTED SW2 SET FOR T31 REGIONAL. | Meters
15166 | RELAY,CONTROL,AUDIO FREQUENCY | AFLC RECEIVER WITH ONE 40A SWITCH FITTED SW2 SET FOR T31 METRO. | Meters
15164 | RELAY,CONTROL,AUDIO FREQUENCY | AFLC RECEIVER WITH ONE 40A SWITCH FITTED SW1 SET FOR T33 REGIONAL. | Meters
18289 | RELAY,CURRENT DIFFERENTIAL | 110 V DC;SIEMENS 7SD52;CURRENT DIFF; 3 TERMINAL;TRANSFORMER FUNCTIONS, SINGLE MODE FIBRE; | Substation
17632 | RELAY,CURRENT DIFFERENTIAL | 110 V DC;1 AMP; | Substation
17639 | RELAY,CURRENT DIFFERENTIAL | 110 V DC;5 AMP; | Substation
18288 | RELAY,CURRENT DIFFERENTIAL | 110 V DC;SIEMENS 7SD52;CURRENT DIFF; 3 TERMINAL;SINGLE MODE FIBRE; | Substation
18287 | RELAY,CURRENT DIFFERENTIAL | 110 V DC;SIEMENS 7SD52;CURRENT DIFF; 2 TERMINAL;SINGLE MODE FIBRE; | Substation
7367 | RELAY,ELECTROMAGNETIC | POWER,MIDGET TYPE;2P;24 V DC COIL; 30 V DC/110 V AC CONT;10 AMP NOM;2 CO CONT;NON-LATCHING AUX;PLUG-IN TO RAIL MOUNT SOCKET TYPE SH2B-05U;PACK OF 1; | Hardware & Tools
7368 | RELAY,ELECTROMAGNETIC | POWER,MIDGET TYPE;4P;24 V DC COIL; 30 V DC/110 V AC CONT;10 AMP NOM;4 CO CONT;NON-LATCHING AUX;PLUG-IN TO RAIL MOUNT SOCKET TYPE SH4B-05U;PACK OF 1; | Hardware & Tools
13173 | RELAY,ELECTROMAGNETIC | RXMM, Aux, 24V DC, 300V DC/250V AC Control, 5A, 4 C/O Contacts, Dual Coil, 2 C/O Contacts per Coil, Non-Latching, Plug-In, One Seat Base | Protection
11489 | RELAY,ELECTROMAGNETIC | POWER,MIDGET TYPE;2P;32 V DC COIL;30 V DC/110 V AC CONT;10 AMP NOM;2 CO CONT; NON-LATCHING AUX;PLUG-IN TO RAIL MOUNT SOCKET TYPE SH2B-05U;PACK OF 1;REFER | Hardware & Tools
11488 | RELAY,ELECTROMAGNETIC | POWER,MIDGET TYPE;4P;32 V DC COIL;30 V DC/110 V AC CONT;10 AMP NOM;4 CO CONT; NON-LATCHING AUX;PLUG-IN TO RAIL MOUNT SOCKET TYPE SH4B-05U;PACK OF 1;REFER | Hardware & Tools
11169 | RELAY,ELECTROMAGNETIC | GENERAL PURPOSE;110 V TO 125 V DC COIL; 300 V DC/250 V DC CONT;5 AMP CONTINUOUS; 3 NO CONT PER COIL;HR FLAGS;DUAL COIL, NON-LATCHING,INDICATING;PLUG-IN ONE SEAT | Protection Relay
23885 | RELAY,ELECTROMAGNETIC | BUSBAR PROTECTION RMS TYPE 2C73-ABA- 5A INPUT 0.1 - 0.4In IN 7x 5% STEPS; | Protection
23901 | RELAY,ELECTROMAGNETIC | BUSBAR PROTECTION; RMS TYPE 2C73-AAA- 1A INPUT 0.1 - 0.4In IN 7x 5% STEPS; | Protection
23212 | RELAY,ELECTROMAGNETIC | SEL TYPE 351 HORIZONTAL RELAY; EQUIPMENT PLATE TO COVER TJM11; HORIZONTAL PLATE SIZE 520 X 250; | Protection
22343 | RELAY,ELECTROMAGNETIC | SIEMENS TYPE 118 08323; 125VDC COIL; REPLACEMENT INTERLOCK COIL; FOR USE IN SIEMENS 8DA10 36 KV SWGR; Y15 EARTH SWITCH BUS BLOCKING SOLENOID; | Protection
22703 | RELAY,ELECTROMAGNETIC | TRIPPING APPLICATION;48 V DC COIL;250 V AC CONT;10 AMP AC CONTINUOUS;2 NO,2 NC CONTACTS;NON LATCHING;C/W SURFACE MTG; PLUG-IN BASE;SUITABLE FOR FRONT & REAR | Protection
22702 | RELAY,ELECTROMAGNETIC | TRIPPING APPLICATION;110 V DC COIL;250 V AC CONT;10 AMP AC CONTINUOUS;2 NO,2 NC CONTACTS;NON LATCHING;C/W SURFACE MTG; PLUG-IN BASE;SUITABLE FOR FRONT & REAR | Protection Relay
22882 | RELAY,ELECTROMAGNETIC | SIEMENS TYPE 0210443;125 V DC COIL; REPLACEMENT INTERLOCK COIL;FOR USE IN SIEMENS 8DA10 36 KV SWGR;TO BE USED WITH SC 22883 PACKING SHIM; | Protection
22581 | RELAY,ELECTROMAGNETIC | ABB TYPE RXMVB4;125 V DC COIL; 11 NO,3 NC CONTACTS;BI STABLE RELAY; PLUG IN 4 SEAT BASE;WITH UPPER RESET BUTTON; | Protection
22579 | RELAY,ELECTROMAGNETIC | GENERAL PURPOSE;48 V DC COIL; 300 V DC/250 AC CONTACTS;5 A CONTINUOUS 6 NO CONTACTS;NON LATCHING AUX;PLUG IN ONE SEAT BASE; | Protection
22578 | RELAY,ELECTROMAGNETIC | ABB TYPE RXMVB4;48 V DC COIL; 11 NO,3 NC CONTACTS;BI STABLE RELAY; PLUG IN 4 SEAT BASE;WITH UPPER RESET BUTTON; | Protection
22473 | RELAY,ELECTROMAGNETIC | 32 V DC COIL;30 V DC/110 V AC CONT; 10 AMP NOM;2 CO CONT;BI STABLE LATCHING OPERATION;PLUG-IN TO RAIL MOUNT SOCKET SC16593;PACK OF 1; | Hardware & Tools
22560 | RELAY,ELECTROMAGNETIC | CONTACTOR;3P;350 AMP;AC-1 RATING;210 AMP AC-3 RATING;415 V AC;UW SUBSTN ACO BOARD;DWG MASTER CCMAST-SC189-01/H; SIZE 208 X 200;WEIGHT 7.2 KG;USED IN | Hardware & Tools
22467 | RELAY,ELECTROMAGNETIC | CONTACTOR;4P;63 AMP NC CONTACTS;110 V DC COIL;U/W BATTERY SUPERVISION;USED IN SUBSTNS; | Protection
21948 | RELAY,ELECTROMAGNETIC | GENERAL PURPOSE;120 V DC COIL;18.5 KW; 4 NC CONTACTS;1 NC AUX CONTACT; GH15GN04110VAC,GHC1502110120VD, GH15T01L;PACK OF 1;USED ON 110 V DC | Protection
21871 | RELAY,ELECTROMAGNETIC | GENERAL PURPOSE;24 V DC COIL;300 V DC/ 250 V AC CONTACTS;5 AMP CONTINOUS;6 NO CONT;NON LATCHING AUX;PLUG-IN ONE SEAT BASE; | Protection
21868 | RELAY,ELECTROMAGNETIC | GENERAL PURPOSE;110 V TO 125 V DC COIL; 300 V DC/250 V AC CONT;5 AMP CONTINEOUS; 6 NO CONT;NON-LATCHING AUX;PLUG-IN,ONE SEAT BASE; | Protection
21494 | RELAY,ELECTROMAGNETIC | GENERAL PURPOSE;240 V AC COIL;9 AMP CONT ;4 NO CONTACTS;PACK OF 1; | Protection
21045 | RELAY,ELECTROMAGNETIC | MULTITRIP;RMS 2HSM514;HR FLAG;10 N/O HR CONT;48 V DC AUX;SIZE 2M CASE; | Protection
20186 | RELAY,ELECTROMAGNETIC | MULTITRIP;RMS;2HS514K25;HR FLAG; 10 N/O HR CONT;125 V DC COIL;SIZE 2 MODULAR CASE; | Protection Relay
20183 | RELAY,ELECTROMAGNETIC | MULTITRIP;RMS 2HSM514D2E 20M ;HR FLAG; 20 HR CONT;125 V DC;SIZE 4 MODULAR CASE; | Protection Relay
20172 | RELAY,ELECTROMAGNETIC | 48 V DC COIL;240 V AC CONT;7.5 AMP NOM; 2 C/O CONT;BI-STABLE LATCHING OPERATION; PLUG-IN TO RAIL MTD SOCKET SC16593; | Protection
20171 | RELAY,ELECTROMAGNETIC | 48 V DC COIL;30 V DC/110 V AC CONT; 10 AMP NOM;2 C/O CONTACTS;PLUG-IN TO RAIL MTD BASE SC07338;PACK OF 1; | Hardware & Tools
19927 | RELAY,ELECTROMAGNETIC | 110 V DC COIL;240 V AC CONTACT RATING; 7.5 AMP NOMINAL RESISTIVE LOAD;RR2KP-U; 11 PIN;2 C/O CONT;BI STABLE LATCHING OPERATION;PLUG-IN TO RAIL MTG SOCKET | Hardware & Tools
19894 | RELAY,ELECTROMAGNETIC | MULTITRIP;RMS 2HSM514;FLAG;9 N/O 1 N/C LATCHED;32 V DC AUX;MTG FLUSH & RACK; | Protection
19595 | RELAY,ELECTROMAGNETIC | GENERAL PURPOSE;24 V DC COIL;9 AMP CONTINUOUS;4 NO CONTACTS;REFER SC18104 FOR INTERLOCK,MECHANICAL;PACK OF 1; | Protection
19481 | RELAY,ELECTROMAGNETIC | ABB TYPE;RXSF1 RK271019-AH;48 V DC COIL; 1 NO,2 NC CONT;SELF R FLAGS;DUAL RELAY; NO VOLT RELAY,PLUG-IN ONE SEAT BASE; | Protection
19480 | RELAY,ELECTROMAGNETIC | ABB TYPE;RXSF1 RK271018-AH;48 V DC COIL; 3 NO CONT;HR FLAGS;DUAL RELAY;PLUG-IN ONE SEAT BASE; | Protection
19479 | RELAY,ELECTROMAGNETIC | ABB TYPE;RXMVB2 RK251205-AH;48 V DC COIL ;8 SETS OF CONTACTS;BI STABLE LATCHING, PLUG-IN DUAL SEAT BASE;WITH RESET BUTTON ON LEFT HAND SIDE; | Protection
19478 | RELAY,ELECTROMAGNETIC | ABB TYPE;RXMS1 RK216263-AH;48 V DC COIL; 6 NO CONT;NON-LATCHING;HIGH SPEED 3-5 MS PLUG-IN SINGLE SEAT BASE; | Protection
18964 | RELAY,ELECTROMAGNETIC | 48 V DC COIL;30 V DC/110 V AC CONT; 10 AMP NOM;4 C/O CONT;PLUG-IN TO RAIL MTG BASE,STOCK CODE 07338; PACK OF 1; | Hardware & Tools
18946 | RELAY,ELECTROMAGNETIC | 240 V AC COIL;240 V AC CONT;5 AMP NOM; 2 C/O CONT;BI-STABLE LATCHING OPERATION; PLUG-IN TO RAIL MOUNT SOCKET STOCK CODE 16593;PACK OF 1; | Hardware & Tools
18767 | RELAY,ELECTROMAGNETIC | MULTIRIP;RMS 2HSM514;FLAG;9 N/O 1 N/C LATCHED;110 V DC AUX;MTG FLUSH & RACK;ORDER ON PROTECTION MANAGER APPROVAL ONLY; | Protection Relay
18549 | RELAY,ELECTROMAGNETIC | ABB TYPE RXSF1;RK271018-AD;24 V DC COIL; 3 NO CONTACTS;HR FLAG;DUAL RELAY;PLUG-IN ONE SEAT BASE;FOR USE ON 32 V CIRCUITS WITH RESISTOR,STOCK CODE 13597; | Protection
18405 | RELAY,ELECTROMAGNETIC | 125V DC, Coil, 15 N/O HR Contacts, 5 N/C HR Contacts, 1 HR Flag, Size 4 Modular Case, IEC255, High Speed | Protection Relay
18103 | RELAY,ELECTROMAGNETIC | GENERAL PURPOSE;110 V DC COIL;9 AMP; CONTINUEOUS;4 NO CONTACTS;REFER STOCK CODE 18104 FOR INTERLOCK,MECHANICAL; PACK OF 1; | Hardware & Tools
18088 | RELAY,ELECTROMAGNETIC | High Speed Tripping Relay, 48V DC Coil, 7 C/O Contacts, Plug-In, u/w V93 DIN Rail Relay Base | Substation Batteries
18087 | RELAY,ELECTROMAGNETIC | HIGH SPEED TRIPPING RELAY;125 V DC COIL; 7 C/O CONTACTS;PLUG-IN;U/W V93 DIN RAIL BASE,STOCK CODE 18083; | Protection Relay
18086 | RELAY,ELECTROMAGNETIC | HIGH SPEED TRIPPING RELAY;32 V DC COIL; 3 C/O CONTACTS;PLUG-IN;U/W SMITT V23 DIN RAIL BASE,STOCK CODE 18082; | Protection Relay
18085 | RELAY,ELECTROMAGNETIC | High Speed Tripping Relay, 48V DC Coil, 3 C/O Contacts, Plug-In, u/w V23 DIN Rail Relay Base | Protection Relay
18084 | RELAY,ELECTROMAGNETIC | HIGH SPEED TRIPPING RELAY;125 V DC COIL; 3 C/O CONTACTS;PLUG-IN;U/W SMITT V23 DIN RAIL BASE,STOCK CODE 18082; | Protection
17792 | RELAY,ELECTROMAGNETIC | 110 V DC COIL;10 NO SR CONT;1 HR FLAG; SIZE 2 MODULAR CASE;IEC 255; | Protection Relay
17251 | RELAY,ELECTROMAGNETIC | 110 V AC;30 V DC/110 V AC CONT;10 AMP NOM;2 C/O CONT;BI-STABLE LATCHING OPERATION;PLUG-IN TO RAIL/PANEL MOUNT SOCKET STOCK CODE 16593;PACK OF 1; | Protection
17192 | RELAY,ELECTROMAGNETIC | POWER MIDGET TYPE;2P;240 V AC COIL;30 V DC/110 V AC CONT;10 AMP NOM;2 C/O CONT; PLUG-IN TO RAIL MTD SOCKET;NON-LATCHING AUX;REFER STOCK CODE 07336 FOR BASE; | Hardware & Tools
17172 | RELAY,ELECTROMAGNETIC | TRIPPING APPLICATION;24 V DC COIL;300 V DC/250 V AC CONT;4 AMP CONTINUOUS;6 NO CONT;NON LATCHING;PLUG-IN ONE SEAT BASE; HIGH SPEED OPERATION (3.5 MS); | Protection
16596 | RELAY,ELECTROMAGNETIC | POWER MIDGET TYPE;4P;110 V AC COIL;30 V DC/110 V AC CONT;10 AMP NOM;4 C/O CONT; NON-LATCHING AUX;PLUG-IN TO RAIL MOUNT SOCKET;REFER STOCK CODE 07338 FOR BASE; | Hardware & Tools
16595 | RELAY,ELECTROMAGNETIC | POWER MIDGET TYPE;2P;120 V AC COIL;30 V DC/110 V AC CONT;10 AMP NOM;2 C/O CONT; NON-LATCHING AUX;PLUG-IN TO RAIL MOUNT SOCKET;REFER STOCK CODE 07336 FOR BASE; | Hardware & Tools
16592 | RELAY,ELECTROMAGNETIC | 24 V DC COIL;30 V DC/110 V AC CONT;10 AMP NOM;2 C/O CONT;BI-STABLE LATCHING OPERATION;PLUG-IN TO RAIL MOUNT SOCKET STOCK CODE 16593;PACK OF 1; | Hardware & Tools
11119 | RELAY,ELECTROMAGNETIC | TRIPPING APPLICATIONS;125 V DC COIL; 300 V DC/250 V AC CONT;4 AMP CONTINUOUS; 6 NO CONT;NON-LATCHING;PLUG-IN,ONE SEAT BASE;HIGH SPEED OPERATION (3.5 MS); | Protection Relay
11118 | RELAY,ELECTROMAGNETIC | GENERAL PUSPOSE;110 V TO 125 V DC COIL; 300 V DC/250 V AC CONT;5 AMP CONTINUOUS; 4 NO CONT;NON-LATCHING AUX;PLUG-IN,ONE SEAT BASE; | Protection
11117 | RELAY,ELECTROMAGNETIC | GENERAL PUSPOSE;110 V TO 125 V DC COIL; 300 V DC/250 V AC CONT;5 AMP CONTINUOUS; 2 CO CONT PER COIL;DUAL COIL,NON- LATCHING AUX;PLUG-IN,ONE SEAT BASE; | Protection
8901 | RELAY,ELECTROMAGNETIC | POWER,HVY DUTY TYPE;125 V DC COIL;450 V DC/400 V AC CONT;10 AMP CONTINUOUS; 8 SETS OF CONT;BI-STABLE LATCHING OPERATION,AUX;PLUG-IN,DUAL SEAT BASE; | Protection Relay
8900 | RELAY,ELECTROMAGNETIC | TRIPPING APPLICATIONS;125 V DC CONT;300 V DC/250 V AC CONT;4 AMP CONTINUOUS; 2 CO CONT;NON-LATCHING;PLUG-IN,ONE SEAT BASE;HIGH SPEED OPERATION (3.5 MS); | Protection
8898 | RELAY,ELECTROMAGNETIC | GENERAL PURPOSE;110 V TO 125 V DC COIL; 300 V DC/250 V AC CONT;5 AMP CONTINUOUS ;2 NO,1 NC CONT PER COIL;HR FLAGS;DUAL COIL,NON-LATCHING;INDICATING;PLUG IN ONE | Protection
16338 | RELAY,ELECTROMAGNETIC | POWER MIDGET TYPE;4P;110 V AC COIL;380 V AC CONT;10 AMP NOM;4 CO CONT;NON LATCHING;PLUG INTO RAIL MOUNTED SOCKET TYPE S4-B(RELE);MECHANICAL FLAG & LAMP | Hardware & Tools
13922 | RELAY,ELECTROMAGNETIC | POWER,MIDGET TYPE;4P;240 V AC COIL;30 V DC/110 V AC CONT;10 AMP NOM;4 CO CONT; NON-LATCHING AUX;PLUG IN TO RAIL MOUNT SOCKET TYPE SH4B-05U;PACK OF 1;PLUG IN | Hardware & Tools
13606 | RELAY,ELECTROMAGNETIC | POWER,HVY DUTY TYPE;24 V DC COILS;450 V DC/400 V AC CONT;10 AMP CONTINUOUS;8 SETS OF CONT;BI-STABLE,LATCHING AUX;PLUG -IN DUAL SEAT BASE;W/EXT RESET P/BUTTON | Protection
13604 | RELAY,ELECTROMAGNETIC | NO VOLT INDICATION;110 V TO 125 V DC COILS;300 V DC/250 V AC CONT;5 AMP CONTINUOUS;2 NC,1 NO CONT PER COIL;SR FLAG;DUAL COIL,NON-LATCHING,INDICATING; | Protection
13602 | RELAY,ELECTROMAGNETIC | ABB TYPE;RXSF1;RK271007-AD;24 V DC COIL;2 NO,1 NC CONTACTS;HR FLAGS; DUAL RELAY;PLUG IN ONE SEAT BASE;FOR USE ON 32 V CIRCUITS WITH RESISTOR STOCK | Protection
12486 | RELAY,ELECTROMAGNETIC | CIRCUIT BREAKER TYPE;32 V DC COIL;LIMIT SWITCH AUX;MEIDENSHA CB TYPE VBE,12 KV; | Protection
2494615 | RELAY,ELECTROMAGNETIC | Load Control Check Back Receiver, 110V or 30V Input, Frequency Measurement 100Hz - 1350Hz, Adjustable Voltage Trigger | Substation Accessories
2492494 | RELAY,ELECTROMAGNETIC | Mini Relay, 250VAC, 12VDC, 8A, 0.37kW, 8 Pin Flat, 2 Pole, 2CO, 300 Ohm, 3 Breaking/10 Making ms, 100000 Cycles, Plug-In Mount/Faston Connection, Silver | Substation Accessories
2492379 | RELAY,ELECTROMAGNETIC | Plug-In Relay, 110V DC, 4 C/O Contacts, Magnetic Arc Blowouts | Substation
2491108 | RELAY,ELECTROMAGNETIC | RIF-0-RSC-12DC/21, Pre-assembled Relay Module with Screw Connection, Relay Base with Ejector & Power Contact Relay, Contact type: 1 Changeover Contact, | Substation Accessories
2490381 | RELAY,ELECTROMAGNETIC | DR4---D048, High Speed Tripping Relay, 48VDC Coil, 4 C/O Contacts, Plug-In, u/w Smitt V23 DIN 35mm Rail Base | U/G Equipment
24872 | RELAY,ELECTROMAGNETIC | Omron LY2N, 2P, 48VAC Coil, 10A Nom, 2 CO Contact DPDT, Plug-In Terminals to Rail Mtd Socket, Non-Latching Aux | Remote Generation
24043 | RELAY,ELECTROMAGNETIC | MULTITRIP 48V DC 2HSM514B2 B 10M00B 2M CASE | Protection Relay
24050 | RELAY,ELECTROMAGNETIC | RELAY, VOLTAGE MEASUREMENT; SETTING RANGE 1-255 V AC IN 1V STEPS; AUX VOLTAGE 20-70V DC; | Protection Relay
24051 | RELAY,ELECTROMAGNETIC | RELAY, VOLTAGE MEASUREMENT; SETTING RANGE 1-255 V AC IN 1V STEPS; AUX VOLTAGE 40-275V AC & 40-300V DC; | Protection Relay
8896 | RELAY,ELECTROMAGNETIC | GENERAL PURPOSE;24 V DC COIL;300 V DC/250 V AC CONT;5 AMP CONTINUOUS; 2 CO CONT;NON-LATCHING AUX;PLUG-IN, ONE SEAT BASE; | Protection
8895 | RELAY,ELECTROMAGNETIC | GENERAL PURPOSE;110 V TO 125 V DC COIL;300 V DC/250 V AC CONT;5 AMP CONTINUOUS;2 CO CONT;NON-LATCHING AUX; PLUG-IN,ONE SEAT BASE; | Protection
7371 | RELAY,ELECTROMAGNETIC | POWER,MIDGET TYPE;4P;110 V DC COIL; 30 V DC/110 V AC CONT;10 AMP NOM;4 CO CONT;NON-LATCHING AUX;PLUG-IN TO RAIL MOUNT SOCKET TYPE SH4B-05U;PACK OF 1; | Hardware & Tools
7369 | RELAY,ELECTROMAGNETIC | POWER,MIDGET TYPE;2P;110 V DC COIL; 30 V DC/110 V AC CONT;10 AMP NOM;2 CO CONT;NON-LATCHING AUX;PLUG-IN TO RAIL MOUNT SOCKET TYPE SH2B-05U;PACK OF 1; | Hardware & Tools
18452 | RELAY,ELECTRONIC | NOVAR N315 CONTROLLER;6 STAGES;110 V AC; 5 AMP;3 PHASE; | Substation
22861 | RELAY,FEEDER DIFFERENTIAL. | REYROLLE SOLKER RF;1 AMP;PILOT WIRE; MTG FLUSH & RACK; | Protection Relay
22159 | RELAY,FEEDER DIFFERENTIAL. | AREVA P541;5/1 AMP;48/110 V DC AUX;24 TO 250 V DC LOGIC INPUTS;SINGLE MODE DUAL CHANNEL OPTICAL INTERFACE;FLUSH & RACK MTG; | Protection Relay
21182 | RELAY,FEEDER DIFFERENTIAL. | SEL 311L;1 AMP;125 V TO 250 V DC AUX; 125 V DC LOGIC INPUTS;UP TO 150 V AC; INCLUDES IMPEDANCE PROTECTION; HORIZONTAL RACK MTG; | Protection Relay
21181 | RELAY,FEEDER DIFFERENTIAL. | AREVA;P546;5/1 AMP;110 V TO 250 V DC AUX ;24 V TO 250 V DC LOGIC INPUTS;100 V TO 120 V AC;INCLUDES IMPEDANCE PROTECTION; FLUSH & RACK MTG;FIRMWARE VERSION H; | Protection Relay
21055 | RELAY,FEEDER DIFFERENTIAL. | AREVA P541;5/1 AMP;30 V DC AUX; 24 TO 250 V DC LOGIC INPUTS;FLUSH & RACK MTG; | Protection Relay
21054 | RELAY,FEEDER DIFFERENTIAL. | AREVA P541;5/1 AMP;48/110 V DC AUX; 24 TO 250 V DC LOGIC INPUTS;FLUSH & RACK MTG; | Protection Relay
20092 | RELAY,FEEDER DIFFERENTIAL. | REYROLLE SOLKOR N;RS485;5/1 AMP;24/30/48 V DC AUX;30/34 V DC DI;MTG FLUSH RACK; | Protection Relay
18774 | RELAY,FEEDER DIFFERENTIAL. | REYROLLE SOLKOR N;RS485;5/1 AMP;110/ 125 V DC AUX,110/125 V DC DI;MTG FLUSH & RACK;ORDER ON PROTECTION MANAGER APPROVAL ONLY; | Protection Relay
24001 | RELAY,FEEDER DIFFERENTIAL. | 48/110V DC PWR; 110V DC LOGIC 5APH 5A-RESD; 1300NM OPTICAL FIBRE (2X 1300NM); 4U HORZ | Protection Relay
24000 | RELAY,FEEDER DIFFERENTIAL. | 48/110V DC PWR; 110V DC LOGIC 1A-PH 1A-RESD; 1300NM OPTICAL FIBRE (2X 1300NM); 4U HORZ | Protection Relay
24056 | RELAY,FEEDER DIFFERENTIAL. | 90-250V DC PWR; 90-250V DC LOGIC 6I 5A-PH ; 850NM FIBRE + 850NM FIBRE 4U HORZ | Protection Relay
24055 | RELAY,FEEDER DIFFERENTIAL. | 90-250V DC PWR; 90-250V DC LOGIC; 6I 1A-PH ; 850NM FIBRE + 850NM FIBRE; 4U HORZ; | Protection Relay
24054 | RELAY,FEEDER DIFFERENTIAL. | 90-250V DC PWR; 90-250V DC LOGIC 6I 1A-PH ; 850NM FIBRE + 850NM FIBRE+ 850NM FIBRE; 4U HORZ; | Protection Relay
17549 | RELAY,FEEDER DIFFERENTIAL. | FD;1 AMP;110 V DC AUX SUPPLY;MULTIPLE SR CONT;HR INDICATORS;FLUSH MTG CASE;ORDER ON SUBSTATION PROJECTS DEPT APPROVAL ONLY; | Substation
24023 | RELAY,FEEDER DIFFERENTIAL. | 24/48V DC PWR; 110V DC LOGIC 5APH 5A-RESD; 1300NM OPTICAL FIBRE 4U VERT | Protection Relay
24022 | RELAY,FEEDER DIFFERENTIAL. | 24/48V DC PWR; 110V DC LOGIC 1A-PH 1A-RESD; 1300NM OPTICAL FIBRE 4U VERT | Protection Relay
24021 | RELAY,FEEDER DIFFERENTIAL. | 24/48V DC PWR; 110V DC LOGIC 5APH 5A-RESD; 1300NM OPTICAL FIBRE 4U HORZ | Protection Relay
24020 | RELAY,FEEDER DIFFERENTIAL. | 24/48V DC PWR; 110V DC LOGIC 1A-PH 1A-RESD; 1300NM OPTICAL FIBRE 4U HORZ | Protection Relay
24019 | RELAY,FEEDER DIFFERENTIAL. | 24/48V DC PWR; 110V DC LOGIC 5APH 5A-RESD; 850NM OPTICAL FIBRE (2X 1300NM); 4U VERT | Protection Relay
24018 | RELAY,FEEDER DIFFERENTIAL. | 24/48V DC PWR; 110V DC LOGIC 1A-PH 1A-RESD; 850NM OPTICAL FIBRE (2X 1300NM); 4U VERT | Protection Relay
24017 | RELAY,FEEDER DIFFERENTIAL. | 24/48V DC PWR; 110V DC LOGIC 5APH 5A-RESD; 850NM OPTICAL FIBRE (2X 1300NM); 4U HORZ | Protection Relay
24016 | RELAY,FEEDER DIFFERENTIAL. | 24/48V DC PWR; 110V DC LOGIC 1A-PH 1A-RESD; 850NM OPTICAL FIBRE (2X 1300NM); 4U HORZ | Protection Relay
24015 | RELAY,FEEDER DIFFERENTIAL. | 24/48V DC PWR; 110V DC LOGIC 5APH 5A-RESD; 1300NM OPTICAL FIBRE (2X 1300NM); 4U VERT | Protection Relay
24014 | RELAY,FEEDER DIFFERENTIAL. | 24/48V DC PWR; 110V DC LOGIC 1A-PH 1A-RESD; 1300NM OPTICAL FIBRE (2X 1300NM) 4U VERT | Protection Relay
24013 | RELAY,FEEDER DIFFERENTIAL. | 24/48V DC PWR; 110V DC LOGIC 5APH 5A-RESD; 1300NM OPTICAL FIBRE (2X 1300NM); 4U HORZ | Protection Relay
24012 | RELAY,FEEDER DIFFERENTIAL. | 24/48V DC PWR; 110V DC LOGIC 1A-PH 1A-RESD; 1300NM OPTICAL FIBRE (2X 1300NM) 4U HORZ | Protection Relay
24011 | RELAY,FEEDER DIFFERENTIAL. | 48/110V DC PWR; 110V DC LOGIC 5APH 5A-RESD; 1300NM OPTICAL FIBRE 4U VERT | Protection Relay
24010 | RELAY,FEEDER DIFFERENTIAL. | 48/110V DC PWR; 110V DC LOGIC 1A-PH 1A-RESD; 1300NM OPTICAL FIBRE 4U VERT | Protection Relay
24009 | RELAY,FEEDER DIFFERENTIAL. | 48/110V DC PWR; 110V DC LOGIC 5APH 5A-RESD; 1300NM OPTICAL FIBRE 4U HORZ | Protection Relay
24008 | RELAY,FEEDER DIFFERENTIAL. | 48/110V DC PWR; 110V DC LOGIC 1A-PH 1A-RESD; 1300NM OPTICAL FIBRE 4U HORZ | Protection Relay
24007 | RELAY,FEEDER DIFFERENTIAL. | 48/110V DC PWR; 110V DC LOGIC 5APH 5A-RESD; 850NM OPTICAL FIBRE (2X 1300NM); 4U VERT | Protection Relay
24006 | RELAY,FEEDER DIFFERENTIAL. | 48/110V DC PWR; 110V DC LOGIC 1A-PH 1A-RESD; 850NM OPTICAL FIBRE (2X 1300NM); 4U VERT | Protection Relay
24005 | RELAY,FEEDER DIFFERENTIAL. | 48/110V DC PWR; 110V DC LOGIC 5APH 5A-RESD; 850NM OPTICAL FIBRE (2X 1300NM); 4U HORZ | Protection Relay
24004 | RELAY,FEEDER DIFFERENTIAL. | 48/110V DC PWR; 110V DC LOGIC 1A-PH 1A-RESD; 850NM OPTICAL FIBRE (2X 1300NM); 4U HORZ | Protection Relay
24003 | RELAY,FEEDER DIFFERENTIAL. | 48/110V DC PWR; 110V DC LOGIC 5APH 5A-RESD; 1300NM OPTICAL FIBRE (2X 1300NM); 4U VERT | Protection Relay
24002 | RELAY,FEEDER DIFFERENTIAL. | 48/110V DC PWR; 110V DC LOGIC 1A-PH 1A-RESD; 1300NM OPTICAL FIBRE (2X 1300NM); 4U VERT | Protection Relay
16088 | RELAY,FEEDER DIFFERENTIAL. | FD;1 AMP;2 NO SR CONT;1 HR FLAG;SCREW TERM;R6 REYMOS CASE;FLUSH MTG;BS142; | Protection Relay
16400 | RELAY,FEEDER DIFFERENTIAL. | REYROLLE SOLKOR RF;5 AMP;PILOT WIRE; MTG FLUSH & RACK; | Protection Relay
22169 | RELAY,FREQUENCY | AREVA P923;OVERFREQUECNY; UNDERFREQUENCY;RATE OF CHANGE OF FREQUENCY;NUV;24/60 V DC AUX SUPPLY; 24/60 V DC LOGIC INPUT;PANEL MTG; | Substation
17413 | RELAY,FREQUENCY | ALSTOM KVFG122;4UF;110 V,110/125 DC AUX;MTG FLUSH & RACK;ORDER ON PROTECTION MANAGER APPROVAL ONLY; | Substation
7430 | RELAY,FUSE ACTUATED | TP;0.75 AMP;1 NO HR CONT/POLE;STUD TERM; NDO CASE;PROJ MTG;FITTED W/36 SWG EUREKA FUSE WIRE;USED FOR DIFF PROTECTION 11 KV/415 V TRFS W/FIXED TAP SELECTION; | Protection Relay
7431 | RELAY,FUSE ACTUATED | TP;5 AMP;NO HR CONT/POLE;STUD TERM;NDO CASE;PROJ MTG;W/SHUNT RESISTORS;FITTED W/36 SWG SILVER EUREKA WIRE;USED FOR OVERCURRENT PROTECTION 415 V CB UNITS; | Protection Relay
17408 | RELAY,HIGH STABILITY CIRCULATING CURRENT | FOR HIGH IMPEDANCE BUS PROTECTION;110 V AUX;5 AMP;0.5-2 AMP;TWO SR CONTACTS;INC STAB RESISTANCE & METROSILS;ORDER ON PROT DEPT APPROVAL ONLY; | Protection Relay
17293 | RELAY,INVERSE: | PLUG-IN SWITCH, 40 AMP | Meters
16368 | RELAY,OVERCURR & EARTH FAULT,DIRECTIONAL | 3 DOC,DEF;IDMLT(4 CURVES),DEF TIME & INST;24 V TO 125 V AUX;5 AMP;OC 8%-320%, INST 8%-3200%;EF 2%-80%,INST 2%-800%;DEF TIME,0-10 SEC,95 DEG LAG-95 DEG LEAD;8 | Protection Relay
24210 | RELAY,OVERCURRENT | UNDER VOLTAGE; OVER VOLTAGE; AC 5-15V DC 110-125/220-250V; ABB RXEG21 RK411102-DA; | Protection Relay
24205 | RELAY,OVERCURRENT | TIME OVERCURRENT RELAY; ABB RXIDK 2 HR LR = SC 5A 50-60HZ; STANDARD FILTER; 1MRK000838-HA; | Protection Relay
24203 | RELAY,OVERCURRENT | TIME OVERCURRENT RELAY; ABB RXIDK 2 H LR = AC 1A 50-60HZ; STANDARD FILTER; 1MRK000838-AA; | Protection Relay
24201 | RELAY,OVERCURRENT | UNDER-/OVERCURRENT RELAY; 50HZ 1-3A; DC 110-125/220-250V; ABB RXIG 22; RK411006-DG; | Protection Relay
24198 | RELAY,OVERCURRENT | UNDER-/OVERCURRENT RELAY; 50HZ 0.5-1.5A; DC 110-125/220-250V; ABB RXIG 22; RK411006-DF; | Protection Relay
15493 | RELAY,OVERCURRENT AND EARTH FAULT | ABB SPAJ140C;3 OC EF:5/1 AMP;110/125 V DC AUX,32/48/110 V AC/DC DI;MTG FLUSH & RACK;ORDER ON PROTECTION MANAGER APPROVAL ONLY; | Protection Relay
22679 | RELAY,OVERCURRENT AND EARTH FAULT | SEL 751A;5 AMP/1 AMP;NEUTRAL;110 V DC AUX;110 V DC LOGIC INPUTS;FLUSH PANEL MTG; | Protection Relay
22459 | RELAY,OVERCURRENT AND EARTH FAULT | SEL 351A;5 AMP/5 AMP NEUTRAL;24/48 V DC AUX;24 V DC LOGIC INPUTS;VERTICAL PANEL MTG; | Protection Relay
22458 | RELAY,OVERCURRENT AND EARTH FAULT | SEL 351A;5 AMP/5 MAP NEUTRAL;48/110 V DC AUX;110 V DC LOGIC INPUTS;VERTICAL PANEL MTG; | Protection Relay
20896 | RELAY,OVERCURRENT AND EARTH FAULT | OL & OOB-CAPACITOR BANK;1 AMP OR 5 AMP; 50 HZ;18 V TO 80 V DC;OL CURRENT RANGE 0 TO 8.5 X IN;OOB CURRENT RANGE 0.2.12 X IN;PART # RS 611 051-CA; | Protection Relay
20799 | RELAY,OVERCURRENT AND EARTH FAULT | SEL 351;1 AMP NEUTRAL;110 V DC;FIRMWARE V6,HORIZONTAL PANEL MOUNT; | Protection Relay
19423 | RELAY,OVERCURRENT AND EARTH FAULT | OOB-CAPACITOR BANK ONLY;1/5 AMP;32/48 V DC AUX;THERMAL 100/500 AMP FOR 1 SEC; 50 HZ;FLUSH & RACK MTG; | Protection Relay
17900 | RELAY,OVERCURRENT AND EARTH FAULT | 00B-CAPACITOR BANK ONLY;RATED INPUTS 1-5 AMP;THERMAL FOR 1 SEC,100-500 AMP; 50 HZ;OUTPUT CONTACTS RATED VOLT 250 V AC/DC;CONTINUOUS CURR FOR 3 SEC;15 AMP; | Protection Relay
17883 | RELAY,OVERCURRENT AND EARTH FAULT | SEL 351S(S SERIES);110 V DC;HORIZONTAL MOUNT; | Protection Relay
17406 | RELAY,OVERCURRENT AND EARTH FAULT | 3 OC,EF;IDMTL,DEFTIME & INST;24-125 V DC/AC;5 AMP;OC 0.08-3.2 X IN,INST 0.08- 32 X IN,DEFTIME 0-100S,EF 0.05-0.8 X IN, INST 0.05-8.0 X IN,DEFTIME 0-100S;8 NO | Protection Relay
15492 | RELAY,OVERCURRENT AND EARTH FAULT | ABB SPAJ140C;3 OC EF;5/1 AMP;32/48 V DC AUX,32/48/110 V AC/DC DI;MTG FLUSH & RACK;ORDER ON PROTECTION MANAGER APPROVAL ONLY; | Protection Relay
11973 | RELAY,PHASE FAILURE | PHASE SEQUENCE VOLTAGE TYPE;3 PHASE, 120 V AC,50 HZ;11 PIN PLUG CONNECTION; L.E.D.INDICATION;PACK OF 1; | Hardware & Tools
12018 | RELAY,PHASE FAILURE | 415 V AC,50 HZ;SENSITIVITY 5-15% ADJ PHASE DIFFERENCE,OUTPUT CONTACTS 2-C/O 240 V 8 AMP (RES) RATING,PLUG-IN TYPE ZA12 CASE INCL BASE SUITABLE FOR | Protection Relay
22281 | RELAY,PHASE FAILURE | 415 V AC;50 HZ;OUTPUT CONTACTS 2CO;240 V ,8 AMP RESISTIVE;22.5 DIN MTG;USED IN SUBSTNS; | Hardware & Tools
16597 | RELAY,PHASE FAILURE | 110 V AC,50 HZ,SENSITIVITY 5-15% ADJ PHASE DIFFERENCE;OUTPUT CONTACTS 2 C/O ,240 V AC,8 AMP (RES) RATING;PLUG -IN TYPE ZA12 CASE INCL BASE FOR PANEL | Protection Relay
23882 | RELAY,PROTECTION | Busbar CT Supervision, 40-275V AC & 62-250V DC Aux Supply, Supervision Relay Only, For BZ Schemesee SC21043 & SC21044 | Protection Relay
24047 | RELAY,PROTECTION | Line Diff, OC & Dir EF, 16/10 I/O, 24-60VDC Pwr, 1/5A CT, 850nm FO Line Comms Module, DNP3 over RS485 & 100BaseTX, 4U Case | Protection Relay
24046 | RELAY,PROTECTION | Line Diff, OC & Dir EF, 16/10 I/O, 48-250VDC Pwr, 1/5A CT, 850nm FO Line Comms Module, DNP3 over RS485 & 100BaseTX, 4U Case | Protection Relay
25502 | RELAY,PROTECTION | FW R516, Directional O/C & E/F, 110VDC Logic, 48/125VDC Pwr, 1A Ph & 1A Resd, 2U Horiz Rack, 10/100T, MMST, 100FX, MMLC, RS232/RS485 | Protection Relay
25501 | RELAY,PROTECTION | FW R516, Directional O/C & E/F, 110VDC Logic, 48/125VDC Pwr, 5A Ph & 1A Resd, 3U Vert Panel, 10/100T, MMST, 100FX, MMLC, RS232/RS485 | Protection Relay
25500 | RELAY,PROTECTION | FW R516, Directional O/C & E/F, 110VDC Logic, 48/125VDC Pwr, 5A Ph & 1A Resd, 2U Horiz Rack, 10/100T, MMST, 100FX, MMLC, RS232/RS485 | Protection Relay
25490 | RELAY,PROTECTION | Busbar CT Supervision, 40-275V AC & 40-58V DC Aux Supply, Supervision Relay Only, For BZ Schemesee SC21043 & SC21044 | Protection Relay
2460442 | RELAY,PROTECTION | FW 7.32, Transformer Biased 3 Winding Differential, Overcurrent & 3 x REF, 16/16 I/O, 125-250V DC Pwr Supply, 1/5A CT, DNP3 over RS485 or LC Fibre | Protection Relay
2460186 | RELAY,PROTECTION | Capacitor Bank, Overload, Unbalance, Non-Dir Overcurrent & Earth Fault, 4/6 I/O, 48-250V DC Power Supply, 1/5A CT, DNP3 over LC Fibre Ethernet & | Protection Relay
2460178 | RELAY,PROTECTION | Capacitor Bank, Overload, Unbalance, Non-Dir Overcurrent & Earth Fault, 4/6 I/O, 24-60V DC Power Supply, 1/5A CT, DNP3 over LC Fibre Ethernet & | Protection Relay
2460160 | RELAY,PROTECTION | Capacitor Bank, Overload, Unbalance, Non-Dir Overcurrent & Earth Fault, : 4/6 I/O, 48-250V DC Power Supply, 1/5A CT, DNP3 over RS485 or LC Fibre | Protection Relay
2460152 | RELAY,PROTECTION | Capacitor Bank, Overload, Unbalance, Non-Dir Overcurrent & Earth Fault, 4/6 I/O, 24-60V DC Power Supply, 1/5A CT, DNP3 over RS485 or LC Fibre | Protection Relay
25511 | RELAY,PROTECTION | FW R516, Directional O/C & E/F, 48VDC Logic, 24/48VDC Pwr, 5A Ph & 1A Resd, 3U Horiz Rack, 10/100T, MMST, 100FX, MMLC, RS232/RS485 | Protection Relay
25510 | RELAY,PROTECTION | FW R516, Directional O/C & E/F, 48VDC Logic, 24/48VDC Pwr, 1A Ph & 1A Resd, 3U Horiz Rack, 10/100T, MMST, 100FX, MMLC, RS232/RS485 | Protection Relay
25509 | RELAY,PROTECTION | FW R516, Directional O/C & E/F, 110VDC Logic, 48/125VDC Pwr, 5A Ph & 1A Resd, 3U Vert Panel, 10/100T, MMST, 100FX, MMLC, RS232/RS485 | Protection Relay
25508 | RELAY,PROTECTION | FW R516, Directional O/C & E/F, 110VDC Logic, 48/125VDC Pwr, 1A Ph & 1A Resd, 3U Vert Panel, 10/100T, MMST, 100FX, MMLC, RS232/RS485 | Protection Relay
25507 | RELAY,PROTECTION | FW R516, Directional O/C & E/F, 110VDC Logic, 48/125VDC Pwr, 5A Ph & 1A Resd, 3U Horiz Rack, 10/100T, MMST, 100FX, MMLC, RS232/RS485 | Protection Relay
25506 | RELAY,PROTECTION | FW R516, Directional O/C & E/F, 110VDC Logic, 48/125VDC Pwr, 1A Ph & 1A Resd, 3U Horiz Rack, 10/100T, MMST, 100FX, MMLC, RS232/RS485 | Protection Relay
25505 | RELAY,PROTECTION | FW R516, Directional O/C & E/F, 24VDC Logic, 24/48VDC Pwr, 5A Ph & 1A Resd, 3U Vert Panel, 10/100T, MMST, 100FX, MMLC, RS232/RS485 | Protection Relay
25504 | RELAY,PROTECTION | FW R516, Directional O/C & E/F, 24VDC Logic, 24/48VDC Pwr, 5A Ph & 1A Resd, 2U Horiz Rack, 10/100T, MMST, 100FX, MMLC, RS232/RS485 | Protection Relay
25503 | RELAY,PROTECTION | FW R516, Directional O/C & E/F, 110VDC Logic, 48/125VDC Pwr, 1A Ph & 1A Resd, 3U Vert Panel, 10/100T, MMST, 100FX, MMLC, RS232/RS485 | Protection Relay
2460103 | RELAY,PROTECTION | Feeder Management, Directional/Non-Dir Overcurrent, Earth Fault & SEF Relay, 24/14 I/O, 48-250V DC Power Supply, 1/5A CT, DNP3 over LC Fibre Ethernet & | Protection Relay
2460095 | RELAY,PROTECTION | Feeder Management, Directional/Non-Dir Overcurrent, Earth Fault & SEF Relay, 24/14 I/O, 24-60V DC Power Supply, 1/5A CT, DNP3 over LC Fibre Ethernet & | Protection Relay
2460087 | RELAY,PROTECTION | Feeder Management, Directional/Non-Dir Overcurrent, Earth Fault & SEF Relay, 24/14 I/O, 48-250V DC Power Supply, 1/5A CT, DNP3 over RS485 or LC Fibre | Protection Relay
2460079 | RELAY,PROTECTION | Feeder Management, Directional/Non-Dir Overcurrent, Earth Fault & SEF Relay, 24/14 I/O, 24-60V DC Power Supply, 1/5A CT, DNP3 over RS485 or LC Fibre | Protection Relay
2470763 | RELAY,PROTECTION | FW R508-V1, Distance, 110VDC Logic 6/8 I/O, 125/250VDC Pwr, 5A, 110VAC Input, 3U Vert Panel, Std Protocols, Jumpers +5VDC, Special LED Config, | Protection Relay
2470755 | RELAY,PROTECTION | FW R508-V1, Distance, 110VDC Logic 6/8 I/O, 125/250VDC Pwr, 5A, 110VAC Input, 2U Horiz Rack, Std Protocols, Jumpers +5VDC, Special LED Config, | Protection Relay
2470748 | RELAY,PROTECTION | FW R508-V1, Distance, 110VDC Logic 6/8 I/O, 125/250VDC Pwr, 1A, 110VAC Input, 2U Horiz Rack, Std Protocols, Jumpers +5VDC, Special LED Config, | Protection Relay
25517 | RELAY,PROTECTION | FW R520, Directional O/C & E/F, 48VDC Logic, 24/48VDC Pwr, 5A Ph & 1A Resd, 3U Vert Panel, 10/100T, MMST, 100FX, MMLC, RS232/RS485 | Protection Relay
25516 | RELAY,PROTECTION | FW R519, Directional O/C & E/F, 48VDC Logic, 24/48VDC Pwr, 5A Ph & 1A Resd, 3U Vert Panel, 10/100T, MMST, 100FX, MMLC, RS232/RS485 | Protection Relay
25515 | RELAY,PROTECTION | FW R518, Directional O/C & E/F, 48VDC Logic, 24/48VDC Pwr, 5A Ph & 1A Resd, 3U Vert Panel, 10/100T, MMST, 100FX, MMLC, RS232/RS485 | Protection Relay
25514 | RELAY,PROTECTION | FW R517, Directional O/C & E/F, 48VDC Logic, 24/48VDC Pwr, 5A Ph & 1A Resd, 3U Vert Panel, 10/100T, MMST, 100FX, MMLC, RS232/RS485 | Protection Relay
25513 | RELAY,PROTECTION | FW R516, Directional O/C & E/F, 48VDC Logic, 24/48VDC Pwr, 5A Ph & 1A Resd, 3U Vert Panel, 10/100T, MMST, 100FX, MMLC, RS232/RS485 | Protection Relay
25512 | RELAY,PROTECTION | FW R516, Directional O/C & E/F, 48VDC Logic, 24/48VDC Pwr, 1A Ph & 1A Resd, 3U Vert Panel, 10/100T, MMST, 100FX, MMLC, RS232/RS485 | Protection Relay
2475879 | RELAY,PROTECTION | FW H9C, Fdr Diff, 24/32V DC Pwr, 24/250V DC Logic, 16/14 IO, 1/5A, 110V AC Input, 850nm 2Ch, Flush/60TE, DNP 100Base-FX, MM LC Enet | Protection Relay
2475945 | RELAY,PROTECTION | FW H9C, Fdr Diff, 48/110V DC Pwr, 24/250V DC Logic 16/14 IO, 1/5A, 110V AC Input, 1300nm 2Ch, Flush/60TE, DNP 100Base-FX, MM LC Enet | Protection Relay
2475911 | RELAY,PROTECTION | FW H9C, Fdr Diff, 48/110V DC Pwr, 24/250V DC Logic 16/14 IO, 1/5A, 110V AC Input, 1300nm 1Ch, Flush/60TE, DNP 100Base-FX, MM LC Enet | Protection Relay
2475887 | RELAY,PROTECTION | FW H9C, Fdr Diff, 48/110V DC Pwr, 24/250V DC Logic 16/14 IO, 1/5A, 110V AC Input, 850nm 2Ch, Flush/60TE, DNP 100Base-FX, MM LC Enet | Protection Relay
2473767 | RELAY,PROTECTION | FW 7.32, Transformer Biased 4 Winding Differential, 16/16 I/O, 125-250V DC Pwr Supply, 1/5A CT, DNP3 over RS485 or LC Fibre Ethernet & IEC61850 | Protection Relay
2473759 | RELAY,PROTECTION | FW 7.32, Transformer Biased 4 Winding Differential, 16/16 I/O, 24-48V DC Pwr Supply, 1/5A CT, DNP3 over RS485 or LC Fibre Ethernet & IEC61850 | Protection Relay
2473064 | RELAY,PROTECTION | FW B4C, Fdr Mgt, Dir/Non-Dir OC, EF & SEF, 16/7 I/O, 24-32VDC Pwr, 1/5A CT, DNP3 over RS485 or LC Fibre Enet & IEC61850, 4U 40TE Case | Protection Relay
2473056 | RELAY,PROTECTION | FW B4C, Fdr Mgt, Dir/Non-Dir OC, EF & SEF, 16/7 I/O, 48-110VDC Pwr, 1/5A CT, DNP3 over RS485 or LC Fibre Enet & IEC61850, 4U 40TE Case | Protection Relay
2460269 | RELAY,PROTECTION | Low Impedance Differential, Overcurrent & Earth Fault, 24/24 I/O, 24-32V DC Power Supply, 1/5A CT, DNP3 over RS485 or LC Fibre Ethernet & IEC61850 | Protection Relay
2477677 | RELAY,PROTECTION | FW R502, Line Diff 3 Ended, 14/25 IO Logic, 24/48VDC Pwr, 110VDC Ctrl, 1A Ph & 1A N, 110VAC Input, 4U Rack, 1300nm, DNP over RS485 or 100BASEFX Ethernet | Protection Relay
2477669 | RELAY,PROTECTION | FW R502, Line Diff 3 Ended, 14/25 IO Logic, 24/48VDC Pwr, 48VDC Ctrl, 1A Ph & 1A N, 110VAC Input, 4U Rack, 1300nm, DNP over RS485 or 100BASEFX Ethernet | Protection Relay
2477651 | RELAY,PROTECTION | FW R502, Line Diff 3 Ended, 14/25 IO Logic, 48/125VDC Pwr, 48VDC Ctrl, 1A Ph & 1A N, 110VAC Input, 4U Rack, 1300nm, DNP over RS485 or 100BASEFX Ethernet | Protection Relay
2477644 | RELAY,PROTECTION | FW R502, Line Diff 3 Ended, 14/25 IO Logic, 48/125VDC Pwr, 48VDC Ctrl, 5A Ph & 5A N, 110VAC Input, 4U Rack, 850nm, DNP over RS485 or 100BASEFX Ethernet | Protection Relay
2477636 | RELAY,PROTECTION | FW R502, Line Diff 3 Ended, 14/25 IO Logic, 24/48VDC Pwr, 110VDC Ctrl, 5A Ph & 5A N, 110VAC Input, 4U Rack, 850nm, DNP over RS485 or 100BASEFX Ethernet | Protection Relay
2477628 | RELAY,PROTECTION | FW R502, Line Diff 3 Ended, 14/25 IO Logic, 24/48VDC Pwr, 48VDC Ctrl, 5A Ph & 5A N, 110VAC Input, 4U Rack, 850nm, DNP over RS485 or 100BASEFX Ethernet | Protection Relay
2477610 | RELAY,PROTECTION | FW R502, Line Diff 3 Ended, 14/25 IO Logic, 48/125VDC Pwr, 48VDC Ctrl,1A Ph & 1A N, 110VAC Input, 4U Rack, 850nm, DNP over RS485 or 100BASEFX Ethernet | Protection Relay
2477602 | RELAY,PROTECTION | FW R502, Line Diff 3 Ended, 14/25 IO Logic, 24/48VDC Pwr, 110VDC Ctrl, 1A Ph & 1A N, 110VAC Input, 4U Rack, 850nm, DNP over RS485 or 100BASEFX Ethernet | Protection Relay
2477594 | RELAY,PROTECTION | FW R502, Line Diff 3 Ended, 14/25 IO Logic, 24/48VDC Pwr, 48VDC Ctrl, 1A Ph & 1A N, 110VAC Input, 4U Rack, 850nm, DNP over RS485 or 100BASEFX Ethernet | Protection Relay
2499200 | RELAY,PROTECTION | FW 7.32, 3 Term Line Diff Protn, OC & EF 26/12 IO, 125-250VDC Pwr, 1/5A CT,1300nm FO Line Comms Module, DNP3 over RS485 or LC Fibre Enet & IEC61850 HSR/PRP | Protection Relay
2499192 | RELAY,PROTECTION | FW 7.32, 2 Term Line Diff Protn, OC & EF 26/12 IO, 125-250VDC Pwr, 1/5A CT,1300nm FO Line Comms Module, DNP3 over RS485 or LC Fibre Enet & IEC61850 HSR/PRP | Protection Relay
2499184 | RELAY,PROTECTION | FW 7.32, 3 Term Line Diff Protn, OC & EF 26/12 IO, 125-250VDC Pwr, 1/5A CT, 820nm FO Line Comms Module, DNP3 over RS485 or LC Fibre Enet & IEC61850 HSR/PRP | Protection Relay
2499176 | RELAY,PROTECTION | FW 7.32, 2 Term Line Diff Protn, OC & EF 26/12 IO, 125-250VDC Pwr, 1/5A CT, 820nm FO Line Comms Module, DNP3 over RS485 or LC Fibre Enet & IEC61850 HSR/PRP | Protection Relay
2499168 | RELAY,PROTECTION | FW 7.32, 3 Term Line Diff Protn, OC & EF 26/12 IO, 24-48VDC Pwr, 1/5A CT, 1300nm FO Line Comms Module, DNP3 over RS485 or LC Fibre Enet & IEC61850 HSR/PRP | Protection Relay
2499150 | RELAY,PROTECTION | FW 7.32, 2 Term Line Diff Protn, OC & EF 26/12 IO, 24-48VDC Pwr, 1/5A CT, 1300nm FO Line Comms Module, DNP3 over RS485 or LC Fibre Enet & IEC61850 HSR/PRP | Protection Relay
2499143 | RELAY,PROTECTION | FW 7.32, 3 Term Line Diff Protn, OC & EF 26/12 IO, 24-48VDC Pwr, 1/5A CT, 820nm FO Line Comms Module, DNP3 over RS485 or LC Fibre Enet & IEC61850 HSR/PRP | Protection Relay
2499135 | RELAY,PROTECTION | FW 7.32, 2 Term Line Diff Protn, OC & EF 26/12 IO, 24-48VDC Pwr, 1/5A CT, 820nm FO Line Comms Module, DNP3 over RS485 or LC Fibre Enet & IEC61850 HSR/PRP | Protection Relay
2498988 | RELAY,PROTECTION | FW R210-V3, Txf 2 Winding Biased Diff, OC & EF, 110-250VDC Pwr, 10/11 IO, 48VDC Ctrl, 1x3Ph 1A CT, 1x3Ph 5A CT, 1xN 5A CT, 1xN 5A CT, Vert Flush, DNP3 over | Protection Relay
2498970 | RELAY,PROTECTION | FW R210-V3, Txf 2 Winding Biased Diff, OC & EF, 110-250VDC Pwr, 10/11 IO, 48VDC Ctrl, 2x3Ph 1A CT, 1xN 1A CT, Vert Flush, DNP3 over RS485 or 100BaseT Enet | Protection Relay
2498962 | RELAY,PROTECTION | FW R210-V3, Txf 2 Winding Biased Diff, OC & EF, 110-250VDC Pwr, 2/3 IO, 48VDC Ctrl & 8/8 IO, 110VDC Ctrl, 2x3Ph 5A CT, 1xN 5A CT, Vert Flush, DNP3 over RS485 | Protection Relay
2498954 | RELAY,PROTECTION | FW R210-V3, Txf 2 Winding Biased Diff, OC & EF, 110-250VDC Pwr, 10/11 IO, 110VDC Ctrl, 1x3Ph 1A CT, 1x3Ph 5A CT, 1xN 5A CT, Vert Flush, DNP3 over RS485 | Protection Relay
2498947 | RELAY,PROTECTION | FW R210-V3, Txf 2 Winding Biased Diff, OC & EF, 110-250VDC Pwr, 10/11 IO, 110VDC Ctrl, 2x3Ph 1A CT, 1xN 1A CT, Vert Flush, DNP3 over RS485 or 100BaseT | Protection Relay
2498939 | RELAY,PROTECTION | FW R210-V3, Txf 2 Winding Diff, 110-250VDC Pwr, 10/11 IO, 110VDC Logic, 5A CT, Vert Flush, DNP3 over RS485 or 100BaseT Enet | Protection Relay
2498921 | RELAY,PROTECTION | FW R302, Txf 3 Winding Biased Diff, OC & EF, 110-250VDC Pwr, 10/11 IO, 110VDC Ctrl, 2x3Ph 1A CT, 1x3Ph 5A CT, 1xN 5A CT, Vert Flush, DNP3 over RS232 or | Protection Relay
2498913 | RELAY,PROTECTION | FW R302, Txf 3 Winding Biased Diff, OC & EF, 110-250VDC Pwr, 10/11 IO, 110VDC Ctrl, 3x3Ph 1A CT, 1xN 1A CT, Vert Flush, DNP3 over RS232 or 100BaseFX MM | Protection Relay
2498905 | RELAY,PROTECTION | FW R302, Txf 3 Winding Biased Diff, OC & EF, 110-250VDC Pwr, 10/11 IO, 110VDC Ctrl, 3x3Ph 5A CT, 1xN 5A CT, Vert Flush, DNP3 over RS232 or 100BaseFX MM | Protection Relay
2498897 | RELAY,PROTECTION | FW R302, Txf 3 Winding Biased Diff, OC & EF, 24-48VDC Pwr, 10/11 IO, 48VDC Ctrl, 3x3Ph 5A CT, 1xN 5A CT, Vert Flush, DNP3 over RS232 or 100BaseFX MM LC Fibre Enet | Protection Relay
2498889 | RELAY,PROTECTION | FW R302, Txf 3 Winding Biased Diff, OC & EF, 24-48VDC Pwr, 10/11 IO, 24VDC Ctrl, 3x3Ph 5A CT, 1xN 5A CT, Vert Flush, DNP3 over RS232 or 100BaseFX MM LC Fibre Enet | Protection Relay
2498780 | RELAY,PROTECTION | 3 Term Line Diff Protn, OC & EF, 8/12 IO 48-125VDC Pwr, 5A Ph & Polarising CT, 110VDC Ctrl, 4U Rack, Vert, 2x1300nm FO Line Comms Module, DNP3 over RS485 | Protection Relay
2497238 | RELAY,PROTECTION | FW B4C, Fdr Mgt, Dir/Non-Dir OC, EF & SEF, 16/7 I/O, 48-110VDC Pwr, 1/5A CT, 415VAC VT, DNP3 over RS485 or LC Fibre Enet & IEC61850 | Protection Relay
2497220 | RELAY,PROTECTION | FW B4C, Fdr Mgt, Dir/Non-Dir OC, EF & SEF, 16/7 I/O, 24-32VDC Pwr, 1/5A CT, 415VAC VT, DNP3 over RS485 or LC Fibre Enet & IEC61850 | Protection Relay
2493237 | RELAY,PROTECTION | FW 5.1.11, Line Diff, 16/10 IO, 24/60VDC Pwr, 1/5A CT, 1300nm SMOF Line Comms Module, DNP3 over 100BaseFX (LC), 4U Case, IEC61850 Ed2 | Protection Relay
2493229 | RELAY,PROTECTION | FW 5.1.11, Line Diff, 16/10 IO, 48/250VDC Pwr, 1/5A CT, 1300nm SMOF Line Comms Module, DNP3 over 100BaseFX (LC), 4U Case, IEC61850 Ed2 | Protection Relay
2493211 | RELAY,PROTECTION | FW 5.1.11, Line Diff, 16/10 IO, 24/60VDC Pwr, 1/5A CT, 850nm MMOF Line Comms Module, DNP3 over 100BaseFX (LC), 4U Case, IEC61850 Ed2 | Protection Relay
2493203 | RELAY,PROTECTION | FW 5.1.11, Line Diff, 16/10 IO, 48/250VDC Pwr, 1/5A CT, 850nm MMOF Line Comms Module, DNP3 over 100BaseFX (LC), 4U Case, IEC61850 Ed2 | Protection Relay
2460707 | RELAY,PROTECTION | Multi-Contact Tripping Relay, 48V DC, 10 Make, 0 Break, Latching Contacts c/w Latching Flag | Protection Relay
2491942 | RELAY,PROTECTION | Bus Diff, 3Ph, 10-40% Set, 30TE Size 6, 2 Out, Hand Reset, 5A CT Rating (5A variant), c/w Resistors | Protection Relay
2491934 | RELAY,PROTECTION | Bus Diff, 3Ph, 10-40% Set, 30TE Size 6, 2 Out, Hand Reset, 1A CT Rating (1A variant), c/w Resistors | Protection Relay
2491264 | RELAY,PROTECTION | Kries IKI-35, CT-Powered, Overcurrent, Short-Circuit & Earth Fault, 24V Release, Panel Mounting, 48 x 96 x 80mm | Protection Relay
2460145 | RELAY,PROTECTION | Single Phase, Non-Dir Overcurrent & Earth Fault, 4/6 I/O, 48-250V DC Power Supply, 1/5A CT, DNP3 over LC Fibre Ethernet & IEC61850 HSR/PRP | Protection Relay
2460137 | RELAY,PROTECTION | Single Phase, Non-Dir Overcurrent & Earth Fault, 4/6 I/O, 24-60V DC Power Supply, 1/5A CT, DNP3 over LC Fibre Ethernet & IEC61850 HSR/PRP | Protection Relay
2423499 | RELAY,PROTECTION | Media Converter G.703 to C37.94 Fibre Optic, 18-300V DC & 85-264V AC Power Supply, Rack Mount Bracket | Protection Relay
2490522 | RELAY,PROTECTION | FW 7.32, Line Diff 3 Ended with Volts, 125-250V DC Pwr, 24/250V DC Logic 20/14 IO, 1/5A CT, 24/240V VT, 1300nm, DNP3 100Base-FX, MM LC Ethernet | Protection Relay
2490514 | RELAY,PROTECTION | FW 7.32, Line Diff 3 Ended with Volts, 24-48V DC Pwr, 24/250V DC Logic 20/14 IO, 1/5A CT, 24/240V VT, 1300nm, DNP3 100Base-FX, MM LC Ethernet | Protection Relay
2490506 | RELAY,PROTECTION | FW 7.32, Line Diff 2 Ended with Volts, 125-250V DC Pwr, 24/250V DC Logic 20/14 IO, 1/5A CT, 24/240V VT, 1300nm, DNP3 100Base-FX, MM LC Ethernet | Protection Relay
2490498 | RELAY,PROTECTION | FW 7.32, Line Diff 2 Ended with Volts, 24-48V DC Pwr, 24/250V DC Logic 20/14 IO, 1/5A CT, 24/240V VT, 1300nm, DNP3 100Base-FX, MM LC Ethernet | Protection Relay
2490480 | RELAY,PROTECTION | FW 7.32, Line Diff 3 Ended with Volts, 125-250V DC Pwr, 24/250V DC Logic 20/14 IO, 1/5A CT, 24/240V VT, 820nm, DNP3 100Base-FX, MM LC Ethernet | Protection Relay
2490472 | RELAY,PROTECTION | FW 7.32, Line Diff 3 Ended with Volts, 24-48V DC Pwr, 24/250V DC Logic 20/14 IO, 1/5A CT, 24/240V VT, 820nm, DNP3 100Base-FX, MM LC Ethernet | Protection Relay
2490464 | RELAY,PROTECTION | FW 7.32, Line Diff 2 Ended with Volts, 125-250V DC Pwr, 24/250V DC Logic 20/14 IO, 1/5A CT, 24/240V VT, 820nm, DNP3 100Base-FX, MM LC Ethernet | Protection Relay
2490456 | RELAY,PROTECTION | FW 7.32, Line Diff 2 Ended with Volts, 24-48V DC Pwr, 24/250V DC Logic 20/14 IO, 1/5A CT, 24/240V VT, 820nm, DNP3 100Base-FX, MM LC Ethernet | Protection Relay
2476059 | RELAY,PROTECTION | FW B4D, 3 Bias Txf Diff, 5 Term, 24/32V DC Pwr, 24/250V DC Logic 24/16 IO 1/5A, 110V AC Input, Flush/60TE, DNP 100Base-FX, MM LC Enet & IEC61850 | Protection Relay
2473049 | RELAY,PROTECTION | FW B4C, Fdr Mgt, Dir/Non-Dir OC, EF & SEF, 12/11 I/O, 110-250VDC Pwr, 1/5A CT, DNP3 over RS485 or LC Fibre Enet & IEC61850 | Protection Relay
2473031 | RELAY,PROTECTION | FW B4C, Fdr Mgt, Dir/Non-Dir OC, EF & SEF, 12/11 I/O, 48-110VDC Pwr, 1/5A CT, DNP3 over RS485 or LC Fibre Enet & IEC61850 | Protection Relay
2473023 | RELAY,PROTECTION | FW B4C, Fdr Mgt, Dir/Non-Dir OC, EF & SEF, 12/11 I/O, 24-32VDC Pwr, 1/5A CT, DNP3 over RS485 or LC Fibre Enet & IEC61850 | Protection Relay
2489185 | RELAY,PROTECTION | FW5.0 FP1 Ver 5.1.23, Distribution Fdr Protn, Dir/Non-Dir OC, EF & SEF Relay, 16/10 IO, 24-60VDC Pwr, 1/5A CT, DNP3 over 2 x LC Fibre Enet & IEC61850 | Protection Relay
2489177 | RELAY,PROTECTION | FW5.0 FP1 Ver 5.1.23, Distribution Fdr Protn, Dir/Non-Dir OC, EF & SEF Relay, 16/10 IO, 100-240VDC Pwr, 1/5A CT, DNP3 over 2 x LC Fibre Enet & IEC61850 | Protection Relay
2488070 | RELAY,PROTECTION | FW R313-V2, Low Z DIFF, 48-125VDC PWR, 125VDC Logic 24/24 I/O, 5A CT, 9U Case, DNP3 100Base-FX MM LC ENET | Protection Relay
2488062 | RELAY,PROTECTION | FW R313-V2, Low Z DIFF, 48-125VDC PWR, 110VDC Logic 24/24 I/O, 5A CT, 9U Case, DNP3 100Base-FX MM LC ENET | Protection Relay
2488054 | RELAY,PROTECTION | FW R313-V2, Low Z DIFF, 48-125VDC PWR, 110VDC Logic 24/24 I/O, 1A CT, 9U Case, DNP3 100Base-FX MM LC ENET | Protection Relay
2488047 | RELAY,PROTECTION | FW R313-V2, Low Z DIFF, 48-125VDC PWR, 48VDC Logic 24/24 I/O, 5A CT, 9U Case, DNP3 100Base-FX MM LC ENET | Protection Relay
2488039 | RELAY,PROTECTION | FW R313-V2, Low Z DIFF, 48-125VDC PWR, 48VDC Logic 24/24 I/O, 1A CT, 9U Case, DNP3 100Base-FX MM LC ENET | Protection Relay
2488021 | RELAY,PROTECTION | FW R313-V2, Low Z DIFF, 24-48VDC PWR, 24VDC Logic 24/24 I/O, 5A CT, 9U Case, DNP3 100Base-FX MM LC ENET | Protection Relay
2488013 | RELAY,PROTECTION | FW R313-V2, Low Z DIFF, 24-48VDC PWR, 24VDC Logic 24/24 I/O, 1A CT, 9U Case, DNP3 100Base-FX MM LC ENET | Protection Relay
2486892 | RELAY,PROTECTION | FW B5A, 3 Bias Txf Diff with Volts, 110/250VDC Pwr, 24/250VDC Logic 16/16 IO 1/5A CT, 100/120V VT, Flush/60TE, DNP 100Base-FX, MM LC Enet | Protection Relay
2486884 | RELAY,PROTECTION | FW B5A, 3 Bias Txf Diff with Volts, 48/110VDC Pwr, 24/250VDC Logic 16/16 IO, 1/5A CT, 100/120V VT, Flush/60TE, DNP 100Base-FX, MM LC Enet | Protection Relay
2486876 | RELAY,PROTECTION | FW B5A, 3 Bias Txf Diff with Volts, 24/48VDC Pwr, 24/250VDC Logic 16/16 IO, 1/5A CT, 100/120V VT, Flush/60TE, DNP 100Base-FX, MM LC Enet | Protection Relay
2486843 | RELAY,PROTECTION | FW R313-V2, Low Impedance Diff, 48-125V DC Pwr, 125V DC Logic 24/24 I/O, 1A CT, DNP3 100BASE-FX, MM LC Enet | Protection Relay
2460541 | RELAY,PROTECTION | GE Optional Modules, 7D, 1300nm, Single-mode, Laser, 1 Channels (single module) | Protection Relay
2460533 | RELAY,PROTECTION | GE Optional Modules, 77, IEEE C37.94, 820nm, 64Kbps, Multimode, LED, 2 Channel (single module) | Protection Relay
2460525 | RELAY,PROTECTION | GE Optional Modules, 76, IEEE C37.94, 820nm, 64Kbps, Multimode, LED, 1 Channel (single module) | Protection Relay
2460251 | RELAY,PROTECTION | GE Optional Modules, 4D, 16 Contact Inputs c/w Auto-Burnishing (max of three modules within a case) | Protection Relay
2460244 | RELAY,PROTECTION | GE Optional Module, 67, 8 Form-A (no monitoring) Outputs (single module) | Protection Relay
2468312 | RELAY,PROTECTION | GE Optional Module, 6T, 4 Form-A (no monitoring) Outputs, 8 Contact Inputs | Protection Relay
2468304 | RELAY,PROTECTION | FW7.32, GE Optional Module, 6P, 6 Form-A (current with optional voltage) Outputs, 4 Contact Inputs | Protection Relay
2478345 | RELAY,PROTECTION | GE Optional Module, 6G, 4 Form-A (voltage with optional current) Outputs, 8 Contact Inputs | Protection Relay
2460236 | RELAY,PROTECTION | GE Optional Modules, 8N, Standard 8CT c/w Enhanced Diagnostics (single module) | Protection Relay
2460228 | RELAY,PROTECTION | GE Optional Modules, 8M, Sensitive Ground 4CT/4VT c/w Enhanced Diagnostics (single module) | Protection Relay
2460210 | RELAY,PROTECTION | GE Optional Modules, 8L, Standard 4CT/4VT c/w Enhanced Diagnostics (single module) | Protection Relay
2474187 | RELAY,PROTECTION | FW 7.32, GE Optional Module, A5, Line Differential, L90, Dual CB Processor | Protection Relay
2474179 | RELAY,PROTECTION | FW 7.32, GE Optional Module, AM, Trans Differential, T60, 4 Winding Processor | Protection Relay
2486488 | RELAY,PROTECTION | FW H9C, Fdr Diff/Dist Dual CB, 110/250V DC Pwr, 24/250V DC Logic 24/32 IO, 1/5A, 110V AC Input, 850nm 2Ch, Flush/60TE, DNP 100Base-FX, MM LC Enet | Protection Relay
2486470 | RELAY,PROTECTION | FW H9C, Fdr Diff/Dis Dual CB, 48/110V DC Pwr, 24/250V DC Logic 24/32 IO, 1/5A, 110V AC Input, 850nm 2Ch, Flush/60TE, DNP 100Base-FX, MM LC Enet | Protection Relay
2486462 | RELAY,PROTECTION | FW H9C, Fdr Diff/Dist Dual CB, 24/32V DC Pwr, 24/250V DC Logic 24/32 IO, 1/5A, 110V AC Input, 850nm 2Ch, Flush/60TE, DNP 100Base-FX, MM LC Enet | Protection Relay
2443141 | RELAY,PROTECTION | Remote I/O Device, 8/8/ I/O, 125-250V DC Power Supply, 250V DC Control, EIA-23 Mirror Bit Comms, 19" Rack Mount | Protection Relay
2443133 | RELAY,PROTECTION | Remote I/O Device, 8/8/ I/O, 48-125V DC Power Supply, 125V DC Control, EIA-232 Mirror Bit Comms, 19" Rack Mount | Protection Relay
2468023 | RELAY,PROTECTION | Remote I/O Device, 8/8/ I/O, 48-125V DC Power Supply, 110V DC control, EIA-232 Mirror Bit Comms, 19" Rack Mount | Protection Relay
2443125 | RELAY,PROTECTION | Remote I/O Device, 8/8/ I/O, 48-125V DC Power Supply, 48V DC Control, EIA-232 Mirror Bit Comms, 19" Rack Mount | Protection Relay
2476042 | RELAY,PROTECTION | FW C5B, Low Impedance Diff, 110/250V DC Pwr, 24/250V DC Logic 24/24 IO, 1/5A, Flush/80TE, DNP 100Base-FX, MM LC Enet & IEC61850 | Protection Relay
2476034 | RELAY,PROTECTION | FW C5B, Low Impedance Diff, 48/110V DC Pwr, 24/250V DC Logic 24/24 IO, 1/5A, Flush/80TE, DNP 100Base-FX, MM LC Enet & IEC61850 | Protection Relay
2476026 | RELAY,PROTECTION | FW C5B, Low Impedance Diff, 24/32V DC Pwr, 24/250V DC Logic 24/24 IO, 1/5A, Flush/80TE, DNP 100Base-FX, MM LC Enet & IEC61850 | Protection Relay
2485472 | RELAY,PROTECTION | FW 7.32, 2 Winding TX Diff with Volts, 24-48V DC Pwr, 24/250V DC Logic 10/12 IO, 1/5A CT, 24/240V VT, DNP3 100Base-FX, MM LC Enet & IEC61850 | Protection Relay
2485464 | RELAY,PROTECTION | FW 7.32, 2 Winding TX Diff with Volts, 125-250V DC Pwr, 24/250V DC Logic10/12 IO, 1/5A CT, 24/240V VT, DNP3 100Base-FX, MM LC Ethernet | Protection Relay
2485282 | RELAY,PROTECTION | FW 14C, Fdr Mgt, OC, EF & SEF, 5/8 I/O, SEF, 5/8 I/O, 24-250VDC Pwr, 1/5A CT, DNP3 over RS485, 4U 20TE Case | Protection Relay
2483923 | RELAY,PROTECTION | Bus Diff, 3Ph, 10 - 40% 5A, 30TE Size 6, 2 Out, Hand Reset, No Resistors | Protection Relay
2483915 | RELAY,PROTECTION | Bus Diff, 3Ph, 10 - 40% 1A, 30TE Size 6, 2 Out, Hand Reset, No Resistors | Protection Relay
2481695 | RELAY,PROTECTION | FW R502, Line Diff 3 Ended, 14/25 IO Logic, 48/125VDC Pwr, 110VDC Ctrl, 1A Ph & 1A N, 110VAC Input, 4U Rack, 1300nm, DNP over RS485 or 100BASEFX Ethernet | Protection Relay
2477792 | RELAY,PROTECTION | FW R502, Line Diff 3 Ended, 14/25 IO Logic, 24/48VDC Pwr, 110VDC Ctrl, 5A Ph & 5A N, 110VAC Input, 4U Vert, 850nm, DNP over RS485 or 100BASEFX Ethernet | Protection Relay
2477784 | RELAY,PROTECTION | FW R502, Line Diff 3 Ended, 14/25 IO Logic, 24/48VDC Pwr, 48VDC Ctrl, 5A Ph & 5A N, 110VAC Input, 4U Vert, 850nm, DNP over RS485 or 100BASEFX Ethernet | Protection Relay
2477776 | RELAY,PROTECTION | FW R502, Line Diff 3 Ended, 14/25 IO Logic, 24/48VDC Pwr, 110VDC Ctrl, 1A Ph & 1A N, 110VAC Input, 4U Vert, 850nm, DNP over RS485 or 100BASEFX Ethernet | Protection Relay
2477768 | RELAY,PROTECTION | FW R502, Line Diff 3 Ended, 14/25 IO Logic, 24/48VDC Pwr, 48VDC Ctrl, 1A Ph & 1A N, 110VAC Input, 4U Vert, 850nm, DNP over RS485 or 100BASEFX Ethernet | Protection Relay
2477750 | RELAY,PROTECTION | FW R502, Line Diff 3 Ended, 14/25 IO Logic, 24/48VDC Pwr, 110VDC Ctrl, 5A Ph & 5A N, 110VAC Input, 4U Vert, 1300nm, DNP over RS485 or 100BASEFX Ethernet | Protection Relay
2477743 | RELAY,PROTECTION | FW R502, Line Diff 3 Ended, 14/25 IO Logic, 24/48VDC Pwr, 48VDC Ctrl, 5A Ph & 5A N, 110VAC Input, 4U Vert, 1300nm, DNP over RS485 or 100BASEFX Ethernet | Protection Relay
2477735 | RELAY,PROTECTION | FW R502, Line Diff 3 Ended, 14/25 IO Logic, 24/48VDC Pwr, 110VDC Ctrl, 1A Ph & 1A N, 110VAC Input, 4U Vert, 1300nm, DNP over RS485 or 100BASEFX Ethernet | Protection Relay
2477727 | RELAY,PROTECTION | FW R502, Line Diff 3 Ended, 14/25 IO Logic, 24/48VDC Pwr, 48VDC Ctrl, 1A Ph & 1A N, 110VAC Input, 4U Vert, 1300nm, DNP over RS485 or 100BASEFX Ethernet | Protection Relay
2477719 | RELAY,PROTECTION | FW R502, Line Diff 3 Ended, 14/25 IO Logic, 48/125VDC Pwr, 110VDC Ctrl, 5A Ph & 5A N, 110VAC Input, 4U Rack, 1300nm, DNP over RS485 or 100BASEFX Ethernet | Protection Relay
2477701 | RELAY,PROTECTION | FW R502, Line Diff 3 Ended, 14/25 IO Logic, 48/125VDC Pwr, 48VDC Ctrl, 5A Ph & 5A N, 110VAC Input, 4U Rack, 1300nm, DNP over RS485 or 100BASEFX Ethernet | Protection Relay
2477693 | RELAY,PROTECTION | FW R502, Line Diff 3 Ended, 14/25 IO Logic, 24/48VDC Pwr, 110VDC Ctrl, 5A Ph & 5A N, 110VAC Input, 4U Rack, 1300nm, DNP over RS485 or 100BASEFX Ethernet | Protection Relay
2477685 | RELAY,PROTECTION | FW R502, Line Diff 3 Ended, 14/25 IO Logic, 24/48VDC Pwr, 48VDC Ctrl, 5A Ph & 5A N, 110VAC Input, 4U Rack, 1300nm, DNP over RS485 or 100BASEFX Ethernet | Protection Relay
2474161 | RELAY,PROTECTION | FW R502, Line Diff 3 Ended, 14/25 IO Logic, 48/125VDC Pwr, 110VDC Ctrl, 5A Ph & 5A N, 110VAC Input, 4U Rack, 850nm DNP over RS485 or 100BASEFX Ethernet | Protection Relay
2474153 | RELAY,PROTECTION | FW R502, Line Diff 3 Ended, 14/25 IO Logic, 48/125VDC Pwr, 110VDC Ctrl, 1A Ph & 1A N, 110VAC Input, 4U Rack, 850nm, DNP over RS485 or 100BASEFX Ethernet | Protection Relay
2476083 | RELAY,PROTECTION | FW B4D, 3 Bias Txf Diff, 5 Term, 48/110 DC Pwr, 24/250V DC Logic 24/16 IO 1/5A, 110V AC Input, Flush/60TE, DNP 100Base-FX, MM LC Enet & IEC61850 | Protection Relay
2476075 | RELAY,PROTECTION | FW B4D, 3 Bias Txf Diff, 48/110V DC Pwr, 24/250V DC Logic 16/16 IO, 1/5A, 110V AC Input, Flush/60TE, DNP 100Base-FX, MM LC Enet | Protection Relay
2476067 | RELAY,PROTECTION | FW B4D, 3 Bias Txf Diff, 24/32V DC Pwr, 24/250V DC Logic 16/16 IO, 1/5A, 110VAC Input, Flush/60TE, DNP 100Base-FX, MM LC Enet | Protection Relay
2475937 | RELAY,PROTECTION | FW H9C, Fdr Diff, 24/32V DC Pwr, 24/250V DC Logic 16/14 IO, 1/5A, 110V AC Input, 1300nm 2Ch, Flush/60TE, DNP 100Base-FX, MM LC Enet | Protection Relay
2475903 | RELAY,PROTECTION | FW H9C, Fdr Diff, 24/32V DC Pwr, 24/250V DC Logic 16/14 IO, 1/5A, 110V AC Input, 1300nm 1Ch, Flush/60TE, DNP 100Base-FX, MM LC Enet | Protection Relay
2460285 | RELAY,PROTECTION | Low Impedance Differential, Overcurrent & Earth Fault, 24/24 I/O, 110-250V DC Power Supply, 1/5A CT, DNP3 over RS485 or LC Fibre Ethernet & IEC61850 | Protection Relay
2460277 | RELAY,PROTECTION | Low Impedance Differential, Overcurrent & Earth Fault, 24/24 I/O, 48-110V DC Power Supply, 1/5A CT, DNP3 over RS485 or LC Fibre Ethernet & IEC61850 | Protection Relay
2471829 | RELAY,PROTECTION | FW B3A, Txf Diff, 24/32V DC Pwr, 24/250V DC Logic 24/16 IO, 1A/5A, 110V AC Input, Flush/60TE, DNP 100Base-FX, MM LC Enet | Protection Relay
2471381 | RELAY,PROTECTION | Multi-Trip, 1 Element, 48V DC, 10 Make, 0 Break HD Contracts c/w 2M28-S Case | Protection Relay
2470805 | RELAY,PROTECTION | FW R516-V1, O/C, 24VDC Logic 6/8 I/O, 24/48VDC Pwr, 5A, 110VAC Input, 2U Horiz Rack, Std Protocols | Protection Relay
2470797 | RELAY,PROTECTION | FW R516-V1, O/C, 110VDC Logic 6/8 I/O, 48/125VDC Pwr, 5A, 110VAC Input, 2U Horiz Rack, Std Protocols | Protection Relay
2470789 | RELAY,PROTECTION | FW R508-V1, Distance, 24VDC Logic 6/8 I/O, 24/48VDC Pwr, 1A, 110VAC Input, 2U Horiz Rack, Std Protocols, Jumpers +5VDC, Special LED Config, | Protection Relay
2470771 | RELAY,PROTECTION | FW R508-V1, Distance, 24VDC Logic 6/8 I/O, 24/48VDC Pwr, 5A, 110VAC Input, 2U Horiz Rack, Std Protocols, Jumpers +5VDC, Special LED Config, | Protection Relay
23999 | RELAY,PROTECTION | Line Diff, OC & Dir EF, 16/10 I/O, 24-60VDC Pwr, 1/5A CT, 1300nm FO Line Comms Module, DNP3 over RS485 & 100BaseTX, 4U Case | Protection Relay
23998 | RELAY,PROTECTION | Line Diff, OC & Dir EF, 16/10 I/O, 48-250VDC Pwr, 1/5A CT, 1300nm FO Line Comms Module, DNP3 over RS485 & 100BaseTX, 4U Case | Protection Relay
21187 | RELAY,PROTECTION,IMPEDENCE | SEL 311 A;5 AMP;125 V DC AUX;110 V DC LOGIC INPUTS;VERTICAL PANEL MTG; | Protection Relay
23783 | RELAY,PROTECTION,IMPEDENCE | SEL 311 L;5 A;MAX 150 V AC;125V DC AUX 125 V DC LOGIC INPUT;4U HORIZONTAL RACK MOUNT TWO 10/100BASE-T ETHERNET 1300NM SM OPTICAL FIBRE; | Protection Relay
24771 | RELAY,PROTECTION,IMPEDENCE | ABB REJ603 1A DUAL POWERED PROTECTION RELAY TO PROTECT 1500 kVA TRANSFORMER | Protection Relay
24772 | RELAY,PROTECTION,IMPEDENCE | ABB REJ603 5A DUAL POWERED PROTECTION RELAY TO PROTECT 1500 kVA TRANSFORMER | Protection Relay
22984 | RELAY,PROTECTION,IMPEDENCE | SEL 311 L;5 AMP;150 V AC;125 V DC AUX; 125 V DC LOGIC INPUT;4U HORIZONTAL RACK MTG; | Protection Relay
23802 | RELAY,PROTECTION,IMPEDENCE | SEL 311 L;5 A;MAX 150 V AC;125V DC AUX; 125V DC LOGIC INPUT;4U HORIZONTAL RACK MOUNT TWO 10/100BASE-T ETHERNET 850NM MM OPTICAL FIBRE; | Protection Relay
18766 | RELAY,SENSITIVE EARTH FAULT | RMS 2C137;SEF;5 AMP; 10S RESET, 32 /48 V DC AUX;MTG FLUSH & RACK; ORDER ON PROTECTION MANAGER APPROVAL ONLY; | Protection Relay
21042 | RELAY,SENSITIVE EARTH FAULT | RMS 2C138;SEF;5 AMP;10S RESET;30 V DC AUX;18-300 V DC LOGIC INPUTS;FLUSH & RACK MTG; | Protection Relay
21041 | RELAY,SENSITIVE EARTH FAULT | RMS 2C138;SEF;5 AMP;10S RESET;48/110 V DC AUX;18-300 V DC LOGIC INPUTS;FLUSH & RACK MTG; | Protection Relay
24646 | RELAY,TIME | ABB;RXKL 1 - 1MRK000066-AB; 24-250 V DC/24-240 V AC ;20MS-99HR | Protection Relay
24040 | RELAY,TRANSFORMER DIFFERENTIAL | 48/110V DC PWR; LOGIC 5A HV 1A LV 1A LV 5A 5A 1A 1A 1A PORT F RS232, 7U HORZ | Protection Relay
24039 | RELAY,TRANSFORMER DIFFERENTIAL | 48/110V DC PWR; LOGIC 1A ALL TERMS ; PORT F RS232, PORT 3 RS485; 7U HORZ | Protection Relay
24038 | RELAY,TRANSFORMER DIFFERENTIAL | 48/110V DC PWR; LOGIC 5A ALL TERMS ; PORT F RS232, PORT 3 RS485; 7U HORZ | Protection Relay
25524 | RELAY,VOLTAGE | UNDERVOLTAGE; ABB;RXEG 21 RK411101-DA AC 5-15V; DC 24/48-60V; | Protection Relay
20089 | RELAY,VOLTAGE | TAP CHANGE CONTROL;63.5-110 V AC INPUT; 1 AMP,5 AMP LDC;110 V DC DIGITAL INPUT; MIDOS SIZE 4 CASE; | Protection Relay
5134 | RELAY-ASSEMBLY,PHASE FAILURE | PHASE SEQUENCE TYPE;PVC MOULDED,11 PIN BASE,NYLON BASE COVER,HOLD DOWN SPRING; FOR PHASE FAILURE RELAY STOCK CODE 05135 & 11973;PACK OF 1; | Hardware & Tools
17864 | REMOTE I/O MODULE | SEL 2505,48/125 V DC AUX;110 V DC LOGIC INPUTS;SEL 2815 COMPATIBLE; | Protection Relay
20897 | REMOTE I/O MODULE | SEL 2505,48/125 V DC AUX;48 V DC LOGIC INPUTS;SEL 2815 COMPATIBLE; | Protection Relay
21036 | REMOTE I/O MODULE | SEL 2505; 48/125 V DC AUX; 48V DC LOGIC INPUTS; SINGLE MODE OPTICAL FIBRE; ST CONNECTOR; | Protection Relay
21758 | REMOTE I/O MODULE | SEL 2505,24 V DC AUX;24 V DC LOGIC INPUT;SEL 2800 COMPATIBLE; | Protection Relay
24041 | REMOTE I/O MODULE | 48/110V DC PWR; 110V LOGIC SINGLE MODE GLASS | Protection Relay
24042 | REMOTE I/O MODULE | 48/110V DC PWR; 48V LOGIC MULTI MODE PLASTCI V-PIN CONNECTOR | Protection Relay
24045 | REMOTE I/O MODULE | 24V DC PWR; 24V DC LOGIC SINGLE MODE GLASS | Protection Relay
21097 | REMOTE I/O MODULE | SEL 2505,24 V DC AUX;24 V DC LOGIC INPUT;SEL 2815 COMPATIBLE; | Protection Relay
20814 | REMOTE I/O MODULE | SEL 2505,48/125 V DC AUX;110 V DC LOGIC INPUTS;SEL 2800 COMPATIBLE; | Protection Relay
2490654 | REPAIR KIT | CT Repair Kit, for AGU36, Pre 2009 c/w Bolted Belows | Current & Voltage Transformers
2494243 | REPAIR KIT | CT Repair Kit, for AGU 145 (Post 2009) | Current & Voltage Transformers
2494250 | REPAIR KIT | CT Repair Kit, for AGU 145 (Pre 2009 with bolted belows) | Current & Voltage Transformers
2490688 | REPAIR KIT | CT Repair Kit, for AGU72.5 & AGU145, Post 2009 | Current & Voltage Transformers
2490662 | REPAIR KIT | CT Repair Kit, for AGU36, Post 2009 | Current & Voltage Transformers
2490670 | REPAIR KIT | CT Repair Kit, for AGU72.5 & AGU145, Pre 2009 c/w Bolted Belows | Current & Voltage Transformers
20215 | RESCUE KIT | POLE TOP KIT;YELLOW VENTED BOX 310MM X 310MM X 275MM BOX LABELLED "POLE TOP RESCUE" ON THE LID AND "45M ROPE" ALL SIDE WALLS; VENTED VIA SECTIONS; CUT OUT | Hardware & Tools
2471332 | RESCUE KIT | for Pole Top Rescue In Yellow Box c/w Rope, Tool Pouch, Rescue Cutter, Parrot Beak Cutter, Adjustable Anchor Strap & Descender | PPE, Hardware & Tools
2452639 | RESCUE KIT | for Tower c/w Fieldpack Backpack, Controlled Descent Device, Haul Trak System, Karabiner Triple Action, Rescue Cutter, Blue Kernmantle Rope, Flat | PPE, Hardware & Tools
2427102 | RESCUE KIT | for Tower c/w Container IIN2427110, Controlled Descent Device IIN2427151, Haul Trak System IIN2427144, Karabiner Triple Action IIN1804018, | Hardware & Tools
2427037 | RESCUE KIT | Transformer Rescue Kit c/w 3M DBI-SALA Rollgliss R550 20m, HD Mini Tontine Edge Protector, HD Rope Protector 2 Layer, 1.5m Red Round Sling, 3M Moisture | PPE, Hardware & Tools
2459295 | RESCUE KIT | for Pole Top Rescue In Bag c/w Rope, Tool Pouch, Rescue Cutter, Parrot Beak Cutter, Adjustable Anchor Strap & Descender, ETS RSE01 | PPE, Hardware & Tools
23839 | RESCUE KIT | HARNESS, POLE TOP BELT; POLE BELT STANDARD C/W QUICK CONNECT BUCKLES;COLOUR - BLUE; | PPE, Hardware & Tools
23837 | RESCUE KIT | POLE TOP RESCUE ROPES;BLUE; RESCUE ROPES 45M WITH 2 X DA HOOKS; HD PTRK45M; | Height Safety
23838 | RESCUE KIT | STRAP, POLE TOP POLE POLETOP RESCUER;POLE STRAP BLUE WITH FLOATING D RING; | Height Safety
16410 | RESISTOR | 25 W,100 OHM;FOR EXTERNAL TELEPHONE LINE ISOLATION SYSTEM; | Elect & Maintenance Spares
18453 | RESISTOR | SIEMENS VARISTOR;METAL OXIDE;275 V; 6500 AMP; | Elect & Maintenance Spares
18102 | RESISTOR | NON-LINEAR METROSIL;TRIPLE POLE;600 AMP/ S3/1/S1195;U/W HIGH IMPEDENCE BUS ZONE SCHEME;WHEN ORDERING REFER (REF NO. TR25023); | Elect & Maintenance Spares
13597 | RESISTOR ASSEMBLY. | FIXED,METAL LAYER;BANK OF 2,SERIES CONNECTED;150 OHMS,2 W RATING;RESISTORS EMBEDDED IN PLASTIC HOUSING FOR ATTACHMENT TO REAR OF ASEA RELAY | Elect & Maintenance Spares
13194 | RESISTOR,ADJUSTABLE | WIRE WOUND;500 OHMS;+ OR - 5%;20 W (MIN) ;C/W HOR MTG BRACKETS & BOLT THRU TYPE CONNECTIONS;FOR USE IN TRIP CIRCUIT MONITORING FOR HV CIRCUIT BREAKERS | Elect & Maintenance Spares
14127 | RESISTOR,ADJUSTABLE | WIRE WOUND;200 OHMS;200 W;C/W PUSH IN MTG BRACKETS;FOR USE AS STABILISING RESISTOR W/CAG14 BUSBAR PROTECTION SCHEME,REFER STOCK CODE 07432 FOR RELAY; | Elect & Maintenance Spares
21920 | RESISTOR,ADJUSTABLE | WIRE WOUND;1000 OHMS,20 W;C/W HORZ MTG BRACKETS & BOLT THROUGH CONNECTORS;USED IN SUBSTNS; | Elect & Maintenance Spares
18101 | RESISTOR,ADJUSTABLE | WIRE WOUND;50 OHMS;200 W;C/W PUSH IN MTG BRACKETS;FOR USE AS A STABILISING RESISTOR WITH BUS BAR PROTECTION SCHEME; WHEN ORDERING REFER (REF NO. TR15023); | Elect & Maintenance Spares
17366 | RESISTOR,ADJUSTABLE | 20 OHMS;20 W;FOR USE WITH INTERPOSING CT STOCK CODE 17365 IN THERMAL IMAGING CIRCUIT OF WTI STOCK CODE 16339; | Elect & Maintenance Spares
17171 | RESISTOR,ADJUSTABLE | WIRE WOUND,STUD MTG TYPE; 250 OHMS 5W,ADJUSTABLE; | Elect & Maintenance Spares
13193 | RESISTOR,ADJUSTABLE | WIRE WOUND;200 OHMS,20 W,(MIN) + OR - 5% TOLERENCE;C/W HORIZONTAL L MTG BRACKETS & BOLTS THRU TYPE CONNECTIONS;FOR USE IN TRIP CIRCUIT MONITORING FOR HV CIRCUIT | Elect & Maintenance Spares
14283 | RESISTOR,FIXED | 5K 6 OHMS;+ OR - 10%;5 W; 5W WIRE WOUND CERAMIC BLOCK RESISTOR; 5K 6 OHMS WITH AXIAL LEADS | Elect & Maintenance Spares
19647 | RESISTOR,FIXED | 470 OHM;25 W;U/W BATTERY SUPERVISION DEVICE; | Elect & Maintenance Spares
19916 | RESISTOR,FIXED | 10 OHMS;25 W + OR - 5%;SERIES WH25;U/W BATTERY SUPERVISION DEVICE; | Elect & Maintenance Spares
21949 | RESISTOR,FIXED | 47 OHMS;5 W;5% TOLERANCE;METAL OXIDE; WELWYN TYPE WM05S-47RJA05;U/W SC17172; | Elect & Maintenance Spares
13932 | RESISTOR,FIXED,FILM. | METAL;1 K 8 OHMS;+ OR - 5%;1 W; | Elect & Maintenance Spares
24112 | RESISTOR,FIXED,FILM. | RESISTOR,FIXED,FILM; METAL; 1K OHMS; + OR -5% 1W; | Elect & Maintenance Spares
13771 | RESISTOR,FIXED,WIRE WOUND. | 390 OHMS;5 W;USED AS BURDEN RESISTOR FOR SACS INTERPOSING VT'S STOCK CODE 11698 | Elect & Maintenance Spares
22901 | RESISTOR,VOLTAGE SENSITIVE | Metal Oxide Varistor, CNR-20D681K, for Lightning Protection, suit Nu-Lec CAPM5 PTCC Control Box | Switchgear Distribution
2493823 | RESPIRATOR OUTFIT | Versaflo TRM-307C, TR-300+ PAPR Ready-to-go Kit, c/w M-307 Helmet with Flame Resistant Face Seal, Charger, P3 Filter & Padded Bag | HS & PPE
16944 | RESPIRATOR,AIR FILTERING | Sundstrom SR100 Half Face, Sml/Med c/w Mask Body, Filter Attachment, Head Harness, Membrane Seat, Inhalation & Exhalation Membrane, Protective Cap | PPE, Hardware & Tools
22502 | RESPIRATOR,AIR FILTERING | DISPOSABLE RESPIRATOR P2;AIR FILTERING PARTICULATE;PROVIDES ADDITIONAL RELIEF FROM LOW VAPOUR PRESSURE ORGANIC VAPOURS;BOX OF 8; | HS & PPE
2493849 | RESPIRATOR,AIR FILTERING | Versaflo M-307, High Impact Helmet & Faceshield, c/w Coated Visor & Flame Resistant Face Seal | HS & PPE
2465805 | RESPIRATOR,AIR FILTERING | RFF4000, Full Face Respirator Mask Kit, M-L c/w Pro2000 Filter CF 32 A2B2E2K2-P3 & 3M Storage Bag | HS & PPE
16945 | RESPIRATOR,AIR FILTERING | Sundstrom SR100 Half Face, Med/Lge c/w Mask Body, Filter Attachment, Head Harness, Membrane Seat, Inhalation & Exhalation Membrane, Protective Cap | PPE, Hardware & Tools
22503 | RESPIRATOR,AIR FILTERING | DISPOSABLE RESPIRATOR P2;AIR FILTERING PARTICULATE;PROVIDES SUITABLE PROTECTION AGAINST ASBESTOS,CEMENT DUST & GENERAL DUSTS; | HS & PPE
2493831 | RESPIRATOR,PORTABLE | Versaflo TR-315A, Powered Air Purifying Respirator System | HS & PPE
12375 | RETAINER,ASSEMBLED NUT | ;M6 X 1.0;ISO M THREAD;CAGE & NUT STEEL; YELLOW ZINC PASSIVATED;0.70 TO 1.60 MM PANEL RANGE; | Bolts, Washers & Fasteners
16949 | RETAINER,FILTER,RESPIRATOR | Sundstrom SR5153 Pre-Filter Holder, Plastic End Cover | PPE, Hardware & Tools
24775 | RETAINER,FILTER,RESPIRATOR | Pre-Filter Holder, Replacement Part for Powered Air Purification Respirators | HS & PPE
22967 | RIBBON,FLAGGING,SURVEYORS | Tape, Fluro Pink, Biodegradable, 75m x 25mm | Signs
2490753 | RIBBON,FLAGGING,SURVEYORS | Tape, Blue, Non-Biodegradable, 75m x 25mm | General Hardware
2471241 | RIBBON,INKING | Full Resin Thermal Ribbon, 300m x 110mm, for Test & Tag Labels | Tools & Equipment
2483501 | RIBBON,INKING | M61-R6610, Black, Ribbon Size 50.8 x 22.4mm, suits BMP61 Printer & Durasleeve Labels | Tools & Equipment
2481737 | RIBBON,INKING | Halogen Free Printer Ribbon, u/w BMP61 M611 R6000 | Tools & Equipment
17730 | RING,DISCONNECT UNIT | 12 KV;3 PHASE;1 TEE-OFF;100 AMP NORM CURR;BUSBAR ASSEMBLY;400 AMP RATED CURR; AIR INSULATED;TO SUIT NEW FRONT ENTRY PMT;ABB FUSEBOARD,NO FAULT OR LOAD MAKE/ | Substation Accessories
7983 | RING,RETAINING. | PIN & RING ASSY (LYNCH PIN);5/16 IN SHAFT DIA,45 MM RING RAD;CAD-PLATED; SUIT HEAVY EQUIPMENT,TRACTORS,TIPPERS ETC; | Misc Non-Contract Items
16444 | RINGER,TELEPHONE | TELEPHONE EXTENSION RINGER,FOR TELEPHONE LINE ISOLATION SYSTEM; | Communications
21829 | RISER | BRACKET,RISER;ADSS;STEEL;GALV; 100 X 60; 100 PFC; FOR ADSS SHACKLE CONSTRUCTION; O/H ADSS FIBRE OPTICAL HARDWARE; HOT DIP GALVANISED; 0.5MM HOLES; | Misc Non-Contract Items
30127 | RISER,CABLE RACK,EXTERNAL CURVE | 90 Deg, 600mm W, 60mm H, 300mm Rad, NEMA 12B Steel, Galv Steel | Line Support Equip
19283 | RISER,EARTHWIRE | FOR SHACKLE CONSTRUCTION; O/H TRANSMISSION HARDWARE PACK OF 1,PACK WEIGHT 50.9 KG; | Line Support Equip
19284 | RISER,EARTHWIRE | FOR SUSPENSION CONSTRUCTION; O/H TRANSMISSION HARDWARE; PACK OF 1,PACK WEIGHT 46.1 KG; | Line Support Equip
22117 | RISER,EARTHWIRE | FOR 33PO CONSTRUCTION;ALUMINIUM 100 MM X 100 MM X 2.8 M LG;3.5 KN MAX WORKING LOAD;SUPPLIED WITH 100 MM LG 20 MM BORE ALUMINIUM TUBE SPACER;PALLET OF 50 ONLY; | O/Head Line
1148 | RIVET,BLIND | ALUM HD;13.6 MM BODY LG;7.9 MM GRIP LG; DOME HD;1.7 MM SHANK DIA;3.2 MM HD DIA; STEEL MANDREL,CHISEL POINT; | Bolts, Washers & Fasteners
15785 | RIVET,BLIND | ALUMINIUM HEAD;9.5 MM BODY LG;3.2 MM GRIP LG;DOME HD;1.4 MM STEEL SHANK DIA; 2.4 MM DIA; | Bolts, Washers & Fasteners
14905 | RIVET,BLIND | ALUM HD;14.3 MM BODY LG;7.9 MM GRIP LG; CSK HD;2.1 MM SHANK DIA;4 MM HD DIA; STEEL MANDREL,NAIL POINT;BOX OF 200, PACK WEIGHT 0.3 KG; | Bolts, Washers & Fasteners
10701 | RIVET,BLIND | 5/16 IN BODY LG;TRUSS HD;1/8 IN HD DIA; | Bolts, Washers & Fasteners
1154 | RIVET,BLIND | ALUM HD;15.5 MM BODY LG;7.9 MM GRIP LG; CSK HD;2.8 MM SHANK DIA;4.8 MM HD DIA; STEEL MANDREL,NAIL POINT; | Bolts, Washers & Fasteners
1149 | RIVET,BLIND | ALUM HD;18.7 MM BODY LG;11.1 MM GRIP LG; DOME HD;2.8 MM SHANK DIA;4.8 MM HD DIA; STEEL MANDREL,CHISEL POINT;PACK OF 500 | Bolts, Washers & Fasteners
1150 | RIVET,BLIND | ALUM HD;12.5 MM BODY LG;6.3 MM GRIP LG; DOME HD;2.1 MM SHANK DIA;4 MM HD DIA; STEEL MANDREL,CHISEL POINT; | Bolts, Washers & Fasteners
1151 | RIVET,BLIND | ALUM HD;13.9 MM BODY LG;6.3 MM GRIP LG; DOME HD;2.8 MM SHANK DIA;4.8 MM HD DIA; STEEL MANDREL,CHISEL POINT;PACK OF 250 ,PACK WEIGHT 0.70 KG; | Bolts, Washers & Fasteners
1153 | RIVET,BLIND | ALUM HD;12.2 MM BODY LG;6.3 MM GRIP LG; CSK HD;1.7 MM SHANK DIA;3.2 MM HD DIA; STEEL MANDREL,NAIL POINT; | Bolts, Washers & Fasteners
24329 | ROAD BASE | MIN GRADE CBR15;BULK 1 TONNE BAG; 4 LOOP SINGLE TRIP BAG; TO AS3668-1989 AND OR ISO21898;SAFTEY FACTOR 5:1; MIN SWL 1000KG; TO BE LIFTED FROM CENTRE | Cement, Concrete & Mortar
6372 | ROD,ANCHOR | FORMED EYE;STEEL;GALV;40 MM ID OF EYE ISO M THD;24 MM DIA;2700 MM LG; 141 KN MIN FAILING LOAD;FITTED W/2 NUTS & 1 X M24 SQ WASHER;BUNDLE OF 10; | Forged Fittings
9379 | ROD,ANCHOR | STEEL;GALV;ISO M;24 MM DIA;2133 MM LG; 175 KN MIN FAILING LOAD;W/M24 THD ENDS; BUNDLE OF 5; | Forged Fittings
19853 | ROD,ANCHOR | 110 KV;ULTIMATE CAPACITY STAYROD ASSEMBLY; | Bolts, Washers & Fasteners
8917 | ROD,ANCHOR | STEEL;GALV;24 MM DIA;1066 MM LG; 175 KN MIN FAILING LOAD;W/M24 THD ENDS; BUNDLE OF 10; | Forged Fittings
2676 | ROD,CONTINUOUS THREAD. | STEEL;ZINC PLATED;M10;ISO M;3 M LG; ORDER IN 3 M LG; | Bolts, Washers & Fasteners
19496 | ROD,CONTINUOUS THREAD. | STEEL;HOT GALV DIPPED;M20;550 MM LG THREADED ROD;O/H TRANSMISSION HARDWARE; PACK OF 1; | Misc Non-Contract Items
19500 | ROD,CONTINUOUS THREAD. | STEEL;HOT GALV DIPPED;M20;750 MM LG THREADED ROD;O/H TRANSMISSION HARDWARE; PACK OF 1; | Misc Non-Contract Items
19641 | ROD,CONTINUOUS THREAD. | STEEL;HOT GALV DIPPED;M24;2000 MM LG; CLASS 8.8;THREADED ROD;O/H TRANSMISSION HARDWARE;PACK OF 1; | Misc Non-Contract Items
19640 | ROD,CONTINUOUS THREAD. | STEEL;HOT GALV DIPPED;M24;1000 MM LG; CLASS 8.8;THREADED ROD;O/H TRANSMISSION HARDWARE;PACK OF 1; | Misc Non-Contract Items
19639 | ROD,CONTINUOUS THREAD. | STEEL;HOT GALV DIPPED;M24;950 MM LG; CLASS 8.8;THREADED ROD;O/H TRANSMISSION HARDWARE;PACK OF 1; | Misc Non-Contract Items
19638 | ROD,CONTINUOUS THREAD. | STEEL;HOT GALV DIPPED;M24;900 MM LG; CLASS 8.8;THREADED ROD;O/H TRANSMISSION HARDWARE;PACK OF 1; | Misc Non-Contract Items
19637 | ROD,CONTINUOUS THREAD. | STEEL;HOT GALV DIPPED;M24;850 MM LG; CLASS 8.8;THREADED ROD;O/H TRANSMISSION HARDWARE;TO BE TIED IN BUNDLES OF 5, PACK WEIGHT 15.5 KG; | Misc Non-Contract Items
19636 | ROD,CONTINUOUS THREAD. | STEEL;HOT GALV DIPPED;M24;800 MM LG; CLASS 8.8;THREADED ROD;O/H TRANSMISSION HARDWARE;PACK OF 1; | Misc Non-Contract Items
19635 | ROD,CONTINUOUS THREAD. | STEEL;HOT GALV DIPPED;M24;750 MM LG; CLASS 8.8;THREADED ROD;O/H TRANSMISSION HARDWARE;PACK OF 1; | Misc Non-Contract Items
19634 | ROD,CONTINUOUS THREAD. | STEEL;HOT GALV DIPPED;M24;700 MM LG; CLASS 8.8;THREADED ROD;O/H TRANSMISSION HARDWARE;PACK OF 1; | Misc Non-Contract Items
19633 | ROD,CONTINUOUS THREAD. | STEEL;HOT GALV DIPPED;M24;650 MM LG; CLASS 8.8;THREADED ROD;O/H TRANSMISSION HARDWARE;PACK OF 1,PACK WEIGHT 3 KG; | Misc Non-Contract Items
19632 | ROD,CONTINUOUS THREAD. | STEEL;HOT GALV DIPPED;M24;600 MM LG; CLASS 8.8;THREADED ROD;O/H TRANSMISSION HARDWARE;PACK OF 1,PACK WEIGHT 3 KG; | Misc Non-Contract Items
19631 | ROD,CONTINUOUS THREAD. | STEEL;HOT GALV DIPPED;M24;550 MM LG; CLASS 8.8;THREADED ROD;O/H TRANSMISSION HARDWARE;PACK OF 1,PACK WEIGHT 3 KG; | Misc Non-Contract Items
19630 | ROD,CONTINUOUS THREAD. | STEEL;HOT GALV DIPPED;M24;500 MM LG; CLASS 8.8;THREADED ROD;O/H TRANSMISSION HARDWARE;PACK OF 1; | Misc Non-Contract Items
19629 | ROD,CONTINUOUS THREAD. | STEEL;HOT GALV DIPPED;M20;2000 MM LG; CLASS 8.8;THREADED ROD;O/H TRANSMISSION HARDWARE;PACK OF 1; | Misc Non-Contract Items
19628 | ROD,CONTINUOUS THREAD. | STEEL;HOT GALV DIPPED;M20;1000 MM LG; CLASS 8.8;THREADED ROD;O/H TRANSMISSION HARDWARE;BUNDLES OF 5,PACK WEIGHT 12.5 KG; | Misc Non-Contract Items
19509 | ROD,CONTINUOUS THREAD. | STEEL;HOT GALV DIPPED;M24;600 MM LG THREADED ROD;O/H TRANSMISSION HARDWARE; PACK OF 1; | Misc Non-Contract Items
19508 | ROD,CONTINUOUS THREAD. | STEEL;HOT GALV DIPPED;M24;550 MM LG THREADED ROD;O/H TRANSMISSION HARDWARE; PACK OF 1; | Misc Non-Contract Items
19505 | ROD,CONTINUOUS THREAD. | STEEL;HOT GALV DIPPED;M20;1000 MM LG THREADED ROD;O/H TRANSMISSION HARDWARE; PACK OF 1; | Misc Non-Contract Items
19504 | ROD,CONTINUOUS THREAD. | STEEL;HOT GALV DIPPED;M20;950 MM LG THREADED ROD;O/H TRANSMISSION HARDWARE; PACK OF 1; | Misc Non-Contract Items
19503 | ROD,CONTINUOUS THREAD. | STEEL;HOT GALV DIPPED;M20;900 MM LG THREADED ROD;O/H TRANSMISSION HARDWARE; PACK OF 1; | Misc Non-Contract Items
19502 | ROD,CONTINUOUS THREAD. | STEEL;HOT GALV DIPPED;M20;850 MM LG THREADED ROD;O/H TRANSMISSION HARDWARE; PACK OF 1; | Misc Non-Contract Items
19501 | ROD,CONTINUOUS THREAD. | STEEL;HOT GALV DIPPED;M20;800 MM LG THREADED ROD;O/H TRANSMISSION HARDWARE; PACK OF 1; | Misc Non-Contract Items
19618 | ROD,CONTINUOUS THREAD. | STEEL;HOT GALV DIPPED;M20;500 MM LG; CLASS 8.8;THREADED ROD;O/H TRANSMISSION HARDWARE;TO BE TIED IN BUNDLES OF 10, PACK WEIGHT 12.5 KG; | Misc Non-Contract Items
19518 | ROD,CONTINUOUS THREAD. | STEEL;HOT GALV DIPPED;M24;3000 MM LG THREADED ROD;O/H TRANSMISSION HARDWARE; PACK OF 1; | Misc Non-Contract Items
19517 | ROD,CONTINUOUS THREAD. | STEEL;HOT GALV DIPPED;M24;1000 MM LG THREADED ROD;O/H TRANSMISSION HARDWARE; PACK OF 1; | Misc Non-Contract Items
19516 | ROD,CONTINUOUS THREAD. | STEEL;HOT GALV DIPPED;M24;950 MM LG THREADED ROD;O/H TRANSMISSION HARDWARE; PACK OF 1; | Misc Non-Contract Items
19515 | ROD,CONTINUOUS THREAD. | STEEL;HOT GALV DIPPED;M24;900 MM LG THREADED ROD;O/H TRANSMISSION HARDWARE; PACK OF 1; | Misc Non-Contract Items
19514 | ROD,CONTINUOUS THREAD. | STEEL;HOT GALV DIPPED;M24;850 MM LG THREADED ROD;O/H TRANSMISSION HARDWARE; PACK OF 1; | Misc Non-Contract Items
19513 | ROD,CONTINUOUS THREAD. | STEEL;HOT GALV DIPPED;M24;800 MM LG THREADED ROD;O/H TRANSMISSION HARDWARE; PACK OF 1; | Misc Non-Contract Items
19512 | ROD,CONTINUOUS THREAD. | STEEL;HOT GALV DIPPED;M24;750 MM LG THREADED ROD;O/H TRANSMISSION HARDWARE; PACK OF 1; | Misc Non-Contract Items
19511 | ROD,CONTINUOUS THREAD. | STEEL;HOT GALV DIPPED;M24;700 MM LG THREADED ROD;O/H TRANSMISSION HARDWARE; PACK OF 1; | Misc Non-Contract Items
19627 | ROD,CONTINUOUS THREAD. | STEEL;HOT GALV DIPPED;M20;950 MM LG; CLASS 8.8;THREADED ROD;O/H TRANSMISSION HARDWARE;PACK OF 1; | Misc Non-Contract Items
19626 | ROD,CONTINUOUS THREAD. | STEEL;HOT GALV DIPPED;M20;900 MM LG; CLASS 8.8;THREADED ROD;O/H TRANSMISSION HARDWARE;PACK OF 1; | Misc Non-Contract Items
19625 | ROD,CONTINUOUS THREAD. | STEEL;HOT GALV DIPPED;M20;850 MM LG; CLASS 8.8;THREADED ROD;O/H TRANSMISSION HARDWARE;PACK OF 1; | Misc Non-Contract Items
19624 | ROD,CONTINUOUS THREAD. | STEEL;HOT GALV DIPPED;M20;800 MM LG; CLASS 8.8;THREADED ROD;O/H TRANSMISSION HARDWARE;PACK OF 1; | Misc Non-Contract Items
19623 | ROD,CONTINUOUS THREAD. | STEEL;HOT GALV DIPPED;M20;750 MM LG; CLASS 8.8;THREADED ROD;O/H TRANSMISSION HARDWARE;PACK OF 1; | Misc Non-Contract Items
19622 | ROD,CONTINUOUS THREAD. | STEEL;HOT GALV DIPPED;M20;700 MM LG; CLASS 8.8;THREADED ROD;O/H TRANSMISSION HARDWARE;PACK OF 1; | Misc Non-Contract Items
19621 | ROD,CONTINUOUS THREAD. | STEEL;HOT GALV DIPPED;M20;650 MM LG; CLASS 8.8;THREADED ROD;O/H TRANSMISSION HARDWARE;PACK OF 1; | Misc Non-Contract Items
19620 | ROD,CONTINUOUS THREAD. | STEEL;HOT GALV DIPPED;M20;600 MM LG; CLASS 8.8;THREADED ROD;O/H TRANSMISSION HARDWARE;TO BE TIED IN BUNDLES OF 10, PACK WEIGHT 15 KG; | Misc Non-Contract Items
19619 | ROD,CONTINUOUS THREAD. | STEEL;HOT GALV DIPPED;M20;550 MM LG; CLASS 8.8;THREADED ROD;O/H TRANSMISSION HARDWARE;PACK OF 1,PACK WEIGHT 2 KG; PACK OF 1; | Misc Non-Contract Items
19499 | ROD,CONTINUOUS THREAD. | STEEL;HOT GALV DIPPED;M20;700 MM LG THREADED ROD;O/H TRANSMISSION HARDWARE; PACK OF 1; | Misc Non-Contract Items
19495 | ROD,CONTINUOUS THREAD. | STEEL;HOT GALV DIPPED;M20;500 MM LG THREADED ROD;O/H TRANSMISSION HARDWARE; PACK OF 1; | Misc Non-Contract Items
8615 | ROD,CONTINUOUS THREAD. | STEEL;ZINC PLATED;M12;ISO M;3 M LG; | Bolts, Washers & Fasteners
17321 | ROD,GROUND | STEEL,COPPERBONDED;1800 MM LG;13 MM DIA; EXTENDABLE; BUNDLE OF 10 ONLY; PALLET 500,PALLET WGHT 950 KG; MAY BE EITHER HAND OR MACHINE DRIVEN; | O/Head Line
22946 | ROD,GROUND | STEEL;COPPERBONDED;1524 MM LG;13 MM DIA; EXTENDABLE; BUNDLE OF 10; PALLET OF 500, PALLET WEIGHT 775KG; MAYBE EITHER HAND OR MACHINE DRIVEN;U/W SC06144 COUPLING; | O/Head Line
2471530 | ROD,GROUND | 3000 x 13mm Dia, Cu Bonded Steel, may be either Hand or Machine Driven Used for Anti-theft construction | O/Head Line
2493252 | ROLLER | Acetal Roller, 86mm Dia, for Strap Hoist EWP Lifting Jib, Dwg 2193-01103-Rev B | Height Safety
2477206 | ROLLER ASSEMBLY,TRUNNION | Bronze-Alloy & Ball-Thrust Bearing Construction, For use on Adjustable Strain Poles | Live Line Equipment
20822 | ROLLER,CABLE | FOR U/W LV ABC SUSPENSION CLAMP;SC20821; PACK OF 1,PACK WEIGHT 2 KG; | Misc Non-Contract Items
23978 | ROLLER,CABLE | Max Rated Tension 15kN c/w Saftey Hook designed for 4 x 95mm2 or 4 x 150mm2 ABC, for Installing Inuslated Cable | Tools & Equipment
24838 | ROLLER,CABLE | ROLLER MOUNTING BRACKET; RATCHET STRAP; FOR MOUNTING CB-1 ROLLER; SWL 600KG; | Hardware & Tools
23784 | ROLLER,CABLE | Crossarm, suits Fibreglass & wooden Crossarms, c/w Ratchet Strap, WLL 250kg WLL 250KG | Hardware & Tools
23912 | ROPE CRIMP | ROPE CRIMP ALUMINIUM; USED FOR CREATING EYE SPLICES IN 11MM LADDER ROPE; PACK OF 100; | Misc Non-Contract Items
3240 | ROPE,FIBROUS | POLYPROPYLENE;12 MM DIA;THREE STRAND, HAWSER LAID;18.3 KN MIN BREAKING FORCE; GREEN,SOFT LAY;MARKED AS4142;FOR LOW VOLTAGE & LIVE LINE USE;ROPE MUST HAVE | Height Safety
3247 | ROPE,FIBROUS | POLYPROPYLENE K-LINE;6 MM DIA; THREE STRAND HAWSER LAID;3.69 KN MIN BREAKING FORCE;WHITE,SOFT LAY;250 M COIL,PACK WEIGHT 4.3 KG;MANUFACTURED | Height Safety
2497097 | ROPE,FIBROUS | Aquatec 3 Strand, 16mm x 250m Roll, Hawser Laid Polypropylene Rope, Green with Gold Fleck | Height Safety
2497089 | ROPE,FIBROUS | Aquatec 3 Strand, 14mm x 250m Roll, Hawser Laid Polypropylene Rope, Green with Gold Fleck | Height Safety
2489300 | ROPE,FIBROUS | 100m, Tower Rescue Rope, Blue, Sewn Eye on One End | Hardware & Tools
2427136 | ROPE,FIBROUS | Blue Kernmantle Type, 80m x 11mm c/w Permanent Eye One End & Back Splice Other End, for Tower Rescue Kit Only | Hardware & Tools
23826 | ROPE,FIBROUS | Red Kernmantle Type, c/w Black Fleck, 200m x 11mm, for Reroping Extension Ladder Equip Services | Height Safety
22370 | ROPE,FIBROUS | POLYPROPYLENE MEGA ROPE;4 MM DIA; THREE STRAND GREEN CONSTRUCTION ROPE; 200 KG BREAKING FORCE;USED FOR INSTALLING WHINCH ROPES;1000 M REEL; | Height Safety
22008 | ROPE,FIBROUS | POLYPROPYLENE;12 MM DIA;SPLICED EYE 200 MM AT END OF ASSEMBLY;C/W DOUBLE ACTION HOOK;2000 MM LG;CABLE SUPPORT ROPE;FOR MOBILE GENERATORS;TO | Height Safety
21372 | ROPE,FIBROUS | Double Braid Polyester 10mm Dia, Yellow Rope,100m Roll | Height Safety
20680 | ROPE,FIBROUS | SUPERBRAID WHITE KERMANTLE ROPE; DL-14 MM DIA;RATED @ 73 KN;8800 KG BREAKING FORCE;WITH EYES SPLICED ONTO UNDEGROUND CABLE HAULING ROPE;ONLY | Height Safety
20678 | ROPE,FIBROUS | SUPERBRAID WHITE KERMANTLE ROPE; DL-12 MM DIA;RATED @ 32 KN;6370 KG BREAKING FORCE;WITH EYES SPLICED ONTO UNDERGROUND CABLE HAULING ROPE;ONLY | Height Safety
20275 | ROPE,FIBROUS | Kernmantle Rope, Light Blue, 11mm Dia, Sewn Eye with Nylon Thimble, EWP Rescue Rope, 20m Long | PPE, Hardware & Tools
20266 | ROPE,FIBROUS | POLYPROPYLENE FILM ROPE;8 MM DIA; ROPE MUST HAVE BROWN FILAMENT IN ONE STRAND;GREEN COLOUR;AS4142.2/1993; FOR LIVE LINE USE;250 M COIL,PACK WEIGHT | Height Safety
19109 | ROPE,FIBROUS | POLYPROPYLENE;16 MM DIA;THREE STRAND HAWSER LAID;29.9 KN MIN BREAKING FORCE; GREEN SOFT LAY;MANUFACTURED AND MARKED TO AS4142;FOR LOW VOLTAGE & LIVE LINE | Height Safety
2459329 | ROPE,FIBROUS | Blue Kernmantle Type, 30m x 11mm c/w Fixed Eye Double Action Alloy Snap Hook on One End, for Pole Top Rescue Kit Only ETS RSE01 | PPE, Hardware & Tools
14965 | ROPE,FIBROUS | POLYPROPYLENE;10 MM DIA;THREE STRAND HAWSER LAID;15.3 KN MIN BKG FORCE;WHITE WITH GREEN OR BLUE FLECK, MEDIUM LAY; MARKED AS4142;250 M COIL,PACK WEIGHT | Height Safety
3245 | ROPE,FIBROUS | POLYPROPYLENE;18 MM DIA;THREE STRAND HAWSER LAID;39.8 KN MIN BREAKING FORCE; GREEN,SOFT LAY;MARKED AS4142;FOR LOW VOLTAGE & LIVE LINE USE;ROPE MUST HAVE | Height Safety
3242 | ROPE,FIBROUS | POLYPROPYLENE;14 MM DIA;THREE STRAND HAWSER LAID;25.1 KN MIN BREAKING FORCE; GREEN,SOFT LAY;MARKED AS4142;FOR LOW VOLTAGE & LIVE LINE USE;ROPE MUST HAVE | Height Safety
12485 | RUBBER MATTING,SOLID. | RAW NATURAL/SYNTHETIC;GREY;3 MM THK, 1 MM TREAD PATT;915 MM W,5.4 M LG;RAISED DIAMOND PATT,SMOOTH REVERSE;AS/NZS2978- 1995 CLASS B;MAX WORKING 650 V AC OR DC; | Misc Non-Contract Items
18663 | RUBBER,INSERT | INSERTION RUBBER FOR LUDOWICI EPDM RUBBER STRAP,TO DIE 249-60-70 DURO; 6 M COILS; | Misc Non-Contract Items
2484145 | RULE,MULTIPLE FOLDING | Sunrise Attachment (Live Line Tools) | Tools & Equipment
6908 | RUNG,INDIVIDUAL-RUNG LADDER. | NON STAGGERED;350 MM INT W;24 MM MIN DIA GALV STEEL;SUITABLE FOR CASTING IN CONCRETE WALL;AS1657;PACK OF 3, PALLET OF 42;FOR CABLE JOINT PIT & OIL | Line Support Equip
15103 | RUNG,INDIVIDUAL-RUNG LADDER. | NON STAGGERED;350 MM INT W;24 MM MIN DIA GALV STEEL;FLANGE MTG;AS1657;PACK OF 3, PALLET OF 15;FOR RE-INFORCED CONCRETE CABLE JOINT PIT; | Line Support Equip
18439 | RUNG,INDIVIDUAL-RUNG LADDER. | STEP RUNG;STEEL;GALV HOT DIPPED; INDIVIDUAL STEP RUNG FOR PIT LADDER; REFER ENERGEX DWG LOSTD-ST005-01; | Misc Non-Contract Items
104649 | SADDLE | Cu, Double Sided, 13mm (1/2") c/w 2 x 5mm Holes (P100) (scm) | PPE, Hardware & Tools
23479 | SADDLE,ELECTRICAL POWER CABLE | 110kV FEEDER CABLE SADDLE 1600 SQ MM; EPDM RUBBER LINING;S/STEEL STRAP 2 x 55 | Substation Accessories
23485 | SADDLE,ELECTRICAL POWER CABLE | TREFOIL SADDLE;SUITS 33Kv CCu 630SQMM; LAT 800SQMM;S/STEEL STRAP 1.9X55MM; | Substation Accessories
23789 | SADDLE,ELECTRICAL POWER CABLE | TREFOIL SADDLE SUIT 33KV LAT 1000SPMM XLPE S/STEEL STRAP 1.9X55MM | Substation Accessories
23490 | SADDLE,ELECTRICAL POWER CABLE | TREFOIL SADDLE;SUITS 110Kv 400SQMM XLPE CABLES;S/STEEL STRAP 1.9X55MM; | Substation Accessories
23486 | SADDLE,ELECTRICAL POWER CABLE | TREFOIL SADDLE;SUITS 110Kv 800SQMM XLPE CABLES;S/STEEL STRAP 1.9X55MM; | Substation Accessories
24086 | SAFELINK FUSE AUXILIARY | FUSE AUXILIARY SWITCH FOR RETROFITTING ONTO FUSE MODULE SAFELINK RMU'S; SUITABLE FOR BOTH ABB SAFELINK2 RMUs; REFER TO EXTENDED TEXT; | Switchgear
2471605 | SAFETY DEVICE | Model CI75, Positive Cable Id System c/w Transmitter & Receiver 625Hz & Electrical Leads, for U/G Cables | Electrical Test & Accsry Equip
25467 | SAFETY DEVICE,PERSONNEL SECURING | SALA Nano-Lok LE Twin Leg Lifeline, 2.4m x 20mm Kevlar/Dyneema Webbing, Self Retracting c/w Scaffold Hooks & Quick Connector for Harness Mounting, | PPE, Hardware & Tools
24839 | SAFETY HELMET ASSEMBLY | HELMET CLIPS,RATCHET STYLE INSERT; USED WITH ENERGEX HELMET (SC14294); UNISAFE TA550, TA560, TA570; RESTRICTED ITEM - FOR USE WITH PAPR KITS ONLY; | HS & PPE
18584 | SAFETY,BOLLARD,TRAFFIC | 101.6 x 4.0 CHS Galv Finish, 1325mm Lg, Fitted One End with Galv Drive-on Cap (scm) | Line Support Equip
2472272 | SANITISER | Hand Gel, Anti-Bacterial Hand Sanitiser, 350-375ml Pump Action Bottle, for use when water is not available | PPE, Hardware & Tools
2474450 | SANITISER | Hand Sanitiser Gel, 15L/20L Bulk, Pandemic response item, Anti-Bacterial, For use when water isn't available | HS & PPE
2472264 | SANITISER | Aquim Hand Gel, Anti-Bacterial Hand Sanitiser, 60ml, for use when water is not avalable | PPE, Hardware & Tools
2375 | SAW,BOW | BUSHMAN'S TYPE;530 MM (21 IN) BLADE LG; 20 MM BLADE W;PACK OF 1;REFER STOCK CODE 02082 FOR SPARE BLADES; | PPE, Hardware & Tools
2380 | SAW,HAND,CROSSCUT | SKEW BACK;650 MM (26 IN) LG BLADE; 7 TEETH POINTS;W/HARDWOOD HANDLE; PACK OF 1; | Hardware & Tools
2691 | SAW,HAND,PLUMBER'S | Xylon Coated Steel, Single Edge, Closed Grip Handle,10 TPI, 375mm Lg, General Purpose Saw, Box of 10 | PPE, Hardware & Tools
19880 | SAW,PRUNING | Universal, 16" Curved Blade, Teflon Coated c/w Saw Scabbard, Universal Fitting for Hotline Sticks | PPE, Hardware & Tools
2499002 | SAW,PRUNING | ARS Turbocut Bow Saw Universal Sunrise fitting | Tools & Equipment
24745 | SAW,RECIP,PORTABLE,ELEC | Milwaukee, 18V Battery Powered, M18 Fuel Sawzall, Brushless Powerstate Motor, Adjustable Shoe, Overload Protection, 29mm Stroke Length, Skin Only | Hardware & Tools
2468866 | SAW,RECIP,PORTABLE,ELEC | Milwaukee, 12V Battery Jigsaw, Anti-Splintering Insert, Non-Marring Shoe, 20mm Stroke Length, Skin Only | Hardware & Tools
R2468866 | SAW,RECIP,PORTABLE,ELEC | REFURBISHED, Milwaukee, 12V Battery Jigsaw, Anti-Splintering Insert, Non-Marring Shoe, 20mm Stroke Length, Skin Only | Tools & Equipment
924745 | SAW,RECIP,PORTABLE,ELEC | Repaired, Milwaukee, 18V Battery Powered M18 Fuel Sawzall, Brushless Powerstate Motor, Adjustable Shoe, Overload Protn, 29mm Stroke Length, Skin Only | Tools & Equipment
24946 | SAW,RECIP,PORTABLE,ELEC | Milwaukee, M18 Top-Handle Jigsaw, 18V, Skin Only | Hardware & Tools
21092 | SCABBARD. | GUARD;FOR FAIMONT POLE SAW; | Tools & Equipment
21093 | SCABBARD. | GUARD;FOR STANLEY POLE SAW | Tools & Equipment
2491561 | SCISSORS | Milwaukee Jobsite Scissors, Offset 60Deg All Metal Handles, Bolt Lock Blade, Ruler Marking on Blade | Tools & Equipment
4033 | SCOURING POWDER | MILD ABRASIVE;DISINFECTANT (FRESH) HOUSEHOLD GRADE;500 G CONTAINER, 12 PER CARTON,PACK WEIGHT 6 KG; | PPE, Hardware & Tools
2487189 | SCRAPER | Uni-Pro Precision Scraper, 50mm, Tungsten Carbide Blade, Steel, Grip Handle | Tools & Equipment
22908 | SCREEN | OCPM Operator Interface Screen, suit Nu-Lec CAPM5 PTCC | Switchgear Distribution
678 | SCREW,COACH | STEEL;GALV;HEX HD;GIMLET POINT;M10; 65 MM LG;BAG OF 100,PACK WEIGHT 3.70 KG; PALLET OF 12800, WEIGHT 475KG; | Bolts, Washers & Fasteners
689 | SCREW,COACH | M16 x 130mm, Hex, Galv Steel, Gimlet Point (P25) | Bolts, Washers & Fasteners
690 | SCREW,COACH | STEEL;GALV;HEX HD;GIMLET POINT;M16; 150 MM LG;BAG OF 50,PACK WEIGHT 17.55 KG | Bolts, Washers & Fasteners
104788 | SCREW,COACH | M16 x 130mm, S/Steel Gde 316 (P100) | Bolts, Washers & Fasteners
104787 | SCREW,COACH | M12 x 100mm, S/Steel Gde 316 (P100) | Bolts, Washers & Fasteners
104786 | SCREW,COACH | M10 x 50mm, S/Steel Gde 316 (P100) | Bolts, Washers & Fasteners
22432 | SCREW,COACH | STEEL;GALV;HEX HD;GIMLET POINT;M12; 150 MM LG;PACK OF 25;U/W SC22424 & SC22425; | Bolts, Washers & Fasteners
688 | SCREW,COACH | STEEL;GALV;HEX HD;GIMLET POINT;M16; 90 MM LG; Pack of 25 | Bolts, Washers & Fasteners
684 | SCREW,COACH | STEEL;GALV;HEX HD;GIMLET POINT;M12; 100MM LG;BOX OF 200,PACK WEIGHT 10.40 KG ,PALLET OF 6400,PALLET WEIGHT 665 KG; | Bolts, Washers & Fasteners
716 | SCREW,MACHINE | BRASS;RD HD,SLOT DRIVE;5/32 IN;BSW; 1 IN LG;BOX OF 200; | Bolts, Washers & Fasteners
718 | SCREW,MACHINE | BRASS;RD HD,SLOT DRIVE;5/32 IN;BSW; 2 IN LG;BOX OF 200; | Bolts, Washers & Fasteners
720 | SCREW,MACHINE | BRASS;PAN HD,SLOT DRIVE;M4;ISO M; 12 MM LG;BOX OF 200; | Bolts, Washers & Fasteners
722 | SCREW,MACHINE | BRASS;RD HD,SLOT DRIVE;1/8 IN;BSW; 1-1/2 IN LG;BOX OF 200; | Bolts, Washers & Fasteners
728 | SCREW,MACHINE | BRASS;RD HD,SLOT DRIVE;3/16 IN;BSW; 1-1/2 IN LG;BOX OF 200; | Bolts, Washers & Fasteners
729 | SCREW,MACHINE | BRASS;RD HD,SLOT DRIVE;3/16 IN;BSW; 2 IN LG;BOX OF 200; | Bolts, Washers & Fasteners
8608 | SCREW,MACHINE | BRASS;RD HD,SLOT DRIVE;M6;ISO M;12 MM LG ;BOX OF 200; | Bolts, Washers & Fasteners
8540 | SCREW,MACHINE | BRASS;PAN HD,SLOT DRIVE;M6;ISO M; 50 MM LG;BOX OF 200; | Bolts, Washers & Fasteners
8539 | SCREW,MACHINE | BRASS;PAN HD,SLOT DRIVE;M6;ISO M; 25 MM LG;BOX OF 200; | Bolts, Washers & Fasteners
8538 | SCREW,MACHINE | BRASS;PAN HD,SLOT DRIVE;M5;ISO M; 50 MM LG;BOX OF 200; | Bolts, Washers & Fasteners
8537 | SCREW,MACHINE | BRASS;NICKEL PLATED;PAN HD, SLOT DRIVE;M5;ISO M;40 MM LG;BOX OF 200; | Bolts, Washers & Fasteners
8536 | SCREW,MACHINE | BRASS;PAN HD,SLOT DRIVE;M5;ISO M; 25 MM LG;BOX OF 200; | Bolts, Washers & Fasteners
8535 | SCREW,MACHINE | BRASS;PAN HD,SLOT DRIVE;M5;ISO M; 20 MM LG; Pack of 100 | Bolts, Washers & Fasteners
8534 | SCREW,MACHINE | BRASS;PAN HD,SLOT DRIVE;M4;ISO M;40 MM LG;BOX OF 200; | Bolts, Washers & Fasteners
726 | SCREW,MACHINE | BRASS;RD HD,SLOT DRIVE;3/16 IN;BSW; 1 IN LG;BOX OF 200; | Bolts, Washers & Fasteners
17004 | SCREW,MACHINE | STAINLESS STEEL;CHEESE HD,SLOT; M5 X 70 MM;ISO M;BOX OF 100; | Bolts, Washers & Fasteners
15747 | SCREW,MACHINE | STAINLESS STEEL;GDE 304;POST BUTTON HD; M6;20 MM LG;BOX OF 100,PACK WEIGHT 0.6 KG;SOCKET SECURITY SCREW,REFER STOCK CODE 15505 FOR SPECIAL KEY; | Bolts, Washers & Fasteners
13570 | SCREW,MACHINE | BRASS;NICKEL PLATED;FLAT CSK HD,SLOT DRIVE;4 MM,0.7 MM PITCH;ISO M;12 MM LG; BOX OF 100; | Bolts, Washers & Fasteners
11388 | SCREW,MACHINE | STEEL;ZINC-PLATED;1A RECESSED PAN HD, PHILLIPS DRIVE;M6;ISO M;20 MM LG;BOX OF 200; | Bolts, Washers & Fasteners
10416 | SCREW,MACHINE | BRASS;RD HD,SLOT DRIVE;1/8 IN;BSW; 1 IN LG;BOX OF 200; | Bolts, Washers & Fasteners
9428 | SCREW,MACHINE | STEEL;ZINC OR CAD-PLATED;PAN HD, PHILLIP HD;M8;ISO M;20 MM LG;Pack of 100 | Bolts, Washers & Fasteners
721 | SCREW,MACHINE | BRASS;PAN HD,SLOT DRIVE;M4;ISO M; 25 MM LG;BOX OF 200; | Bolts, Washers & Fasteners
16353 | SCREW,PANEL FASTENER | CONSISTING OF 20 SETS PER PACK;EACH SET COMPRISING OF 1 X M5 X 25 MM LG BRASS RD HD SCREW WITH 1.5 MM DIA HOLE;1 X M5 STAINLESS STEEL SPRING WASHER;2 X M5 | Bolts, Washers & Fasteners
16927 | SCREW,PANEL FASTENER | CONSISTING OF 20 SETS PER PACK;EACH SET COMPRISING OF 1 X M5 X 40 MM LG BRASS RD HD SCREW WITH 1.5 MM DIA HOLE;1 X M5 STAINLESS STEEL SPRING WASHER;2 X M5 | Bolts, Washers & Fasteners
22354 | SCREW,PLUGS. | PLASTIC SCREW PLUG;3/8 IN;LH FEMALE THREAD;SUITS COMPANION STYLE MALE GAS CYLINDER VALVES;U/W SC02862;PACK OF 100; | Bolts, Washers & Fasteners
22356 | SCREW,PLUGS. | PLASTIC SCREW PLUG;POL;LH MALE THREAD; C/W TIE & WINGS;SUITS POL STYLE FEMALE LPG GAS CYLINDER VALVES;PACK OF 100; | Bolts, Washers & Fasteners
22355 | SCREW,PLUGS. | PLASTIC SCREW PLUG;RH MALE THREAD; SUITS PRIMUS STYLE FEMALE LPG GAS CYLINDER OUTLETS;PACK OF 100; | Bolts, Washers & Fasteners
14268 | SCREW,SHEAR | ELECTRICAL CLAMP;FOR U/W MECHANICAL FERRULE YOKE;ALUMINIUM;HEX HD;M16,17/AF, 32 MM LG MF3/3 SHORT NO.8;FOR 240 SQ MM AL STRANDED;ASSOC.ITEMS - YOKE STOCK | Bolts, Washers & Fasteners
16748 | SCREW,SHEAR | ELECTRICAL CLAMP (ALUM);FOR U/W MECHANICAL YOKE STOCK CODE 16543;SHORT, M18,NO.AG1;FOR 120-185 SQ MM ALUMINIUM STRANDED CONDUCTOR;U/W RAYCHEM LV | Bolts, Washers & Fasteners
16481 | SCREW,SHEAR | ELECTRICAL CLAMP(BRASS);FOR U/W MECHANIC AL FERRULE YOKES;HEX HD;UTB-M18,FOR 240 SQ MM AL STRANDED CONDUCTOR ;PACK OF 2; USED WITH GEC 11 KV PARALLEL BRANCH | Bolts, Washers & Fasteners
14269 | SCREW,SHEAR | ELECTRICAL CLAMP;FOR U/W MECHANICAL FERRULE YOKE;ALUMINIUM;HEX HD;HEPWORTH MF3/3 LONG NO.16;FOR 240 SQ MM AL SOLID SECTOR NEUTRAL SCREENED CABLE;ASSOC.ITEM | Bolts, Washers & Fasteners
9860 | SCREW,TAPPING,THREAD CUTTING | SELF DRILLING POINT;STEEL;CAD-PLATED; FLAT CSK HD,PHILLIPS DRIVE;NO.7 (0.8 MM) ;45 MM LG;PACK OF 100;FOR FIXING METERS; | Hardware & Tools
104803 | SCREW,TAPPING,THREAD CUTTING | Timber T17, 12/11 x 25mm, 5/16" HWF, S/Steel, Class 3 (P1000) | Bolts, Washers & Fasteners
104802 | SCREW,TAPPING,THREAD CUTTING | Timber T17, 12/11 x 50mm, 5/16" HWF, S/Steel, Class 3 (P500) | Bolts, Washers & Fasteners
22517 | SCREW,TAPPING,THREAD CUTTING | TYPE 17 SELF DRILLING POINT;INTEGRAL WASHER W/O SEAL;12 G X 50 MM LG;11 MM PITCH;CLASS 3 GALVANISED;5/16 IN AF HEX HD;PACK OF 100; | Hardware & Tools
20652 | SCREW,TAPPING,THREAD CUTTING | BUILDEX TYPE 17;SELF DRILLING POINT;HEX HD;WITHOUT WASHER;10 MM-12 MM X 25 MM; CLASS 3,GALVANISED;U/W 5/16 IN HEX SOCKET SC22279; | Bolts, Washers & Fasteners
19855 | SCREW,TAPPING,THREAD CUTTING | TYPE HEX CL3 DRILL SCREW; W/OUT SEAL; 10-16 X 16 MM;U/W SUPPORTING SERVICE BRIDGING BKTS(SC12466);FOR LV SUPPORT ON X-ARMS; | Bolts, Washers & Fasteners
18213 | SCREW,TAPPING,THREAD CUTTING | SELF DRILLING POINT;STEEL;CAD-PLATED; PHILLIPS HD DRIVE;TEK SCREW, 7 GAUGE, 50 MM LG;PACK OF 500; | Hardware & Tools
14682 | SCREW,TAPPING,THREAD CUTTING | 18 THDS PER INCH;SELF DRILLING POINT, TYPE TEKS;STEEL;ZINC PLATED,GOLD PASSIVATED;PAN HD,PHILLIPS NO. 2 DRIVE; NO 8-18;12 MM LG;BOX OF 100,SUPPLIED IN | Bolts, Washers & Fasteners
16130 | SCREW,TAPPING,THREAD CUTTING | SELF DRILLING POINT;STEEL;PAN HD, PHILLIPS DRIVE;NO 7;20 MM LG;PACK OF 200 ,CARTON OF 5000;FOR USE AS METER TOP MTG SCREW; | Hardware & Tools
16131 | SCREW,TAPPING,THREAD CUTTING | SELF DRILLING POINT;STEEL;PAN HD, PHILLIPS DRIVE;NO 7;40 MM LG;PACK OF 100 ;FOR USE AS METER TOP MTG SCREW; | Hardware & Tools
17765 | SCREW,TAPPING,THREAD CUTTING | CHIP BOARD SCREW;GALVANISED;PHILLIPS DRIVE;8 G X 32 MM LG; | Bolts, Washers & Fasteners
15201 | SCREW,TAPPING,THREAD CUTTING | SELF DRILLING POINT;STEEL;WASHER HD, PHILLIPS DRIVE;NO.8;25 MM LG;PACK OF100 ;FOR USE AS A METER TOP MTG SCREW; | Hardware & Tools
9880 | SCREW,TAPPING,THREAD CUTTING | SELF DRILLING POINT;STEEL;CAD-PLATED; FLAT CSK HD,PHILLIPS DRIVE;NO.7 (0.8 MM) ;25 MM LG;PACK OF 100,PACK WEIGHT 0.9 KG ;FOR FIXING METERS; | Hardware & Tools
9881 | SCREW,TAPPING,THREAD CUTTING | ;SELF DRILLING POINT;STEEL;CAD-PLATED; FLAT CSK HD,PHILLIPS DRIVE;NO.7 (0.8 MM) ;30 MM LG;PACK OF 100; | Hardware & Tools
8279 | SCREW,TAPPING,THREAD FORMING | PANEL;STEEL;CAD-PLATED;WAFER HD,PHILLIPS DRIVE;M3;32 MM LG | Bolts, Washers & Fasteners
18758 | SCREW,TAPPING,THREAD FORMING | PANEL SCREW M3;35 MM LG;STEEL;CAD-PLATED ;WAFER HD PHILLIPS DRIVE; | Bolts, Washers & Fasteners
18293 | SCREW,TAPPING,THREAD FORMING | PANEL SCREW M3;25 MM LG;STEEL;CAD-PLATED ;WAFER HD;PHILLIPS DRIVE;BAG OF 100; | Bolts, Washers & Fasteners
18292 | SCREW,TAPPING,THREAD FORMING | PANEL SCREW M3;20 MM LG;STEEL;CAD-PLATED ;WAFER HD;PHILLIPS DRIVE | Bolts, Washers & Fasteners
18291 | SCREW,TAPPING,THREAD FORMING | PANEL SCREW M3;12 MM LG;STEEL;CAD-PLATED WAFER HD;PHILLIPS DRIVE, Bag of 200 | Bolts, Washers & Fasteners
18214 | SCREW,TAPPING,THREAD FORMING | TYPE 17;GIMLET POINT;GALV;STEEL; HEX HD,C/W WASHER FACE;12 GAUGE 10,35 MM LG;PACK OF 100 | Bolts, Washers & Fasteners
14916 | SCREW,TAPPING,THREAD FORMING | TYPE AB;GIMLET POINT;STEEL;ZINC PLATED; FLAT CSK HD,PHILLIPS DRIVE;NO 6;5/8 IN LG;PACK OF 100; | Bolts, Washers & Fasteners
955 | SCREW,WOOD | STEEL;ZINC PLATED; FLAT CSK HD,PHILLIPS HEAD; NO 10; 2 IN LG; | Bolts, Washers & Fasteners
10569 | SCREWDRIVER SET,CROSS TIP AND FLAT TIP | FLAT TIP-STD,38 X 6.5,45 X 3,100 X 4,100 X 5,150 X 6-5,200 X 8 MM;FLAT TIP- INSULATED 150 X 5 MM,SQ BLADE 300 X 10 MM,TANG-THROUGH 250 X 10 MM; | Hardware & Tools
2416592 | SCREWDRIVER,CROSS TIP. | 4 x 75, Insulated 1000V, for Insulated | Tools & Equipment
2416618 | SCREWDRIVER,CROSS TIP. | 6 x 125, Insulated 1000V, for Insulated Tool Kit (Phillips Head) | Tools & Equipment
2416600 | SCREWDRIVER,CROSS TIP. | 5 x 100, Insulated 1000V, for Insulated Tool Kit (Phillips Head) | Tools & Equipment
2416626 | SCREWDRIVER,CROSS TIP. | 8 x 150, Insulated 1000V (Phillips Head) | Tools & Equipment
2403 | SCREWDRIVER,FLAT TIP. | 200 MM BLADE LG;6.5 MM TIP; PLASTIC HANDLE;STANDARD TIP TYPE; PACK OF 1; | Hardware & Tools
2436111 | SCREWDRIVER,FLAT TIP. | 2.5 x 50mm, Insulated 1000V, for Insulated Tool Kit | Tools & Equipment
2416634 | SCREWDRIVER,FLAT TIP. | 4 x 100, Insulated 1000V, for Insulated Tool Kit | Tools & Equipment
2484269 | SCREWDRIVER,FLAT TIP. | Sunrise Attachment (Live Line Tools) | Tools & Equipment
2416675 | SCREWDRIVER,FLAT TIP. | 10 x 150, Insulated 1000V, for Insulated Tool Kit | Tools & Equipment
2416659 | SCREWDRIVER,FLAT TIP. | 6.5 x 150, Insulated 1000V, for Insulated Tool Kit | Tools & Equipment
2416642 | SCREWDRIVER,FLAT TIP. | 5.5 x 150, Insulated 1000V, for Insulated Tool Kit | Tools & Equipment
22249 | SCREWDRIVER,POZIDRIVE. | BLACK OXIDIZED;100 MM LG BLADE;HANDLE BI-MATERIAL INSULATED;TIP SIZE PZ2;TIP TYPE POZIDRIVE;1000 V AC INSULATED RATING;IEC 60900; | Hardware & Tools
2471506 | SCREWDRIVER,TORQUE | Wiha TorqueVario-S VDE Bit Holder, 1000V, 0.8-5.0Nm c/w Insulated SlimBit, Slotted 4mm Tip & 5.5mm Tip, Wiha Small Tool Pouch | Hardware & Tools
2476315 | SCREWDRIVER,TORQUE | Milwaukee M12 Cordless 1/4 inch Hex 2-Speed Screwdriver, 31Nm of torque & 0-400/0-1,500 RPM. | Hardware & Tools
15248 | SEAL,ANTIPILFERAGE | TINNED COPPER;FERRULE;NON-CHAMFERED;FOR METER SEALING;PACKS OF 1000;ISSUE TO AUTHORISED STAFF ONLY; | Meters
2471464 | SEAL,ANTIPILFERAGE | Pull-Fly, PP, Yellow, Stamped with Energex/Ergon & Sequential Numbering, for Sealing of Demand Reset Mechanisms & Meter Isolation Link, Pack of 5000 | Meters
17501 | SEAL,ANTIPILFERAGE | PLASTIC;FOR SECURITY SEALING OF METERING EQUIPMENT;TWIST TYPE,ENERGEX IDENTIFICATION,NUMBERED,BLUE AND GREEN IN COLOUR;PACK OF 100 X 10 = 1000,CARTON | Meters
20160 | SEAL,ANTIPILFERAGE | Bi-Lok Seal, Plastic, for Sealing of Demand Reset Mechanisms, Pack of 1000 | Meters
17781 | SEAL,ANTIPILFERAGE | POLYPROPYLENE;10.5 MM WIDE,10.5 MM LONG, 3.5 MM THICK;RED IN COLOUR;BAG OF 1000; | General Hardware
21257 | SEAL,OIL & SIGHT GLASS | POLYCARB;INDICATOR WINDOW & CORK SEAL GASKET;FOR LUCY FRMU FUSE SWITCH; | Substation Accessories
2481 | SEAL,STRAPPING | OPEN TYPE;FOR BANDIT SEALING TOOL C001; STAINLESS STEEL;9.5 MM STRAPPING; CORROSION RESISTANT;BOX OF 100; | Line Hardware
2483 | SEAL,STRAPPING | OPEN TYPE;FOR BANDIT SEALING TOOL C001; STAINLESS STEEL;19.05 MM STRAPPING; CORROSION RESISTANT;BOX OF 100;PACK WEIGHT 1.7 KG; | Line Hardware
12060 | SEAL,STRAPPING | Open Type, Corrosion Resistant, suit 31.8mm S/Steel Strapping (P25) | Line Hardware
13622 | SEAL,STRAPPING | SNAP ON TYPE;FOR STRAPPING CRIMP TOOL; STEEL;GREY METAL FINISH;19 MM,0.56 MM THK STRAPPING;BOX OF 1000;REFER STOCK CODE 13621 FOR STRAPPING; | General
16655 | SEAL,STRAPPING | CONTINUOUS BANDING HEAD;STAINLESS STEEL; 7.9 MM W;PACK OF 100;U/W SC16654 STRAPPING & SC16656 SEALER STRAPPING HAND; | Line Hardware
2482 | SEAL,STRAPPING | OPEN TYPE;FOR BANDIT SEALING TOOL C001; STAINLESS STEEL;12.7 MM STRAPPING; CORROSION RESISTANT;BOX OF 100; | Line Hardware
16610 | SEALER,STEEL STRAPPING HAND | Crimping Tool C001, for Crimping 9.5mm S/Steel Strapping 304SS | Line Hardware
23928 | SEALER,STEEL STRAPPING HAND | Band-It Giant Strapping Tool, Crimp Tool G40269, for Crimping 32mm S/Steel Strapping | Tools & Equipment
16656 | SEALER,STEEL STRAPPING HAND | FOR USE WITH STAINLESS STEEL STRAPPING STOCK CODE 16654 & BANDING HEAD STOCK CODE 16655; | Line Hardware
3787 | SEALING COMPOUND | SILICONE RUBBER BASE;CLEAR;LIQUID FORM; ACIDIC CURE,ADHESIVE/SEALANT;150 G TUBE, CARTON OF 12; | PPE, Hardware & Tools
2484327 | SEALING COMPOUND | Resin & Hardener Filling Compound BK-PUR-17, to 170kV Brugg Cables SPECIFICATION: MANUFACTURERS DATA: | U/G Cables & Accsry Equip
2406020 | SEALING COMPOUND | Sikaflex 11FC, Black Adhesive to attach Site Id Digits, 300g Cartridge (scm) SPECIFICATION: MANUFACTURERS DATA: | General Hardware
24899 | SEALING COMPOUND | SILICON RUBBER SEALAND; ELECTRICAL 738 RTV; WHITE; DOW CORNING; | PPE, Hardware & Tools
24693 | SEALING COMPOUND | Dow Corning, Number 7 Silicone Grease, for Use in Magnefix RMU Maintenance | General Hardware
24710 | SEALING COMPOUND | TWO PART WATER BLOCK FORM; SEALS 1X 125MM CONDUIT;POLYWATER;INCLUDES 8 OZ CARTRIDGE; FOAM STRIPS; MIXING NOZZLES AND GLOVES | General Hardware
22357 | SEALING COMPOUND | Expanding Foam; Self Expanding Polyurethane Foam Sealant Filler; Used For Sealing and Filling Gaps, ,Fills,Insulates,Seals; Foamflo. | PPE, Hardware & Tools
18121 | SEALING COMPOUND | SILICONE GREASE;FOR USE WITH CONNEX CONNECTORS;250 G BOTTLE; | Misc Non-Contract Items
17825 | SEALING COMPOUND | SILICONE BASE;WHITE;PAINTABLE 3 IN 1; CARTON OF 12; | PPE, Hardware & Tools
17315 | SEALING COMPOUND | STEEL;GREY;SOLID FORM;FOR TEMPORARY REPAIR OF FUEL OIL LEAKS,TRANSMISSIONS, OIL FILLED TRANSFORMERS ETC;STOPS LEAKS WITHOUT DRAINING;WILL SEAL AGAINST WATER | PPE, Hardware & Tools
17314 | SEALING COMPOUND | MULTI PURPOSE;POLYMER;SOLID STICK; REPAIR STICK USED FOR OIL SEALING LEAKS, REPAIRS METAL SURFACES;110 G,PACK OF 12; HAND-KNEADABLE,NON-RUSTING, | PPE, Hardware & Tools
15514 | SEALING COMPOUND | SYNTHETIC COPOLYMERS,FILLERS & PLASTICISERS;TRANSLUCENT;GEL FORM;FOR SEALING OIL LEAKS;270 G CARTRIDGE,CARTON OF 12; | PPE, Hardware & Tools
11480 | SEALING COMPOUND | SILICONE RUBBER BASE;TRANSLUCENT;LIQUID FORM;ELECTRICAL GRADE;NEUTRAL CURE FOR SEALING AROUND TRANSFORMERS; 310 G CARTRIDGE,CARTON OF 24; | PPE, Hardware & Tools
8294 | SEALING COMPOUND | POLYESTER RESIN BASE;RED THREADLOCKER (CYBERBOND TH62 / LOCTITE 262) LIQUID FORM;LOCKING OF NUTS & STUDS; 50 ML BOTTLE; | Hardware & Tools
3788 | SEALING COMPOUND | SILICONE BASE;TRANSLUCENT;LIQUID FORM; WINDOW & GLASS SEALANT;310 G CARTRIDGE, CARTON OF 12; | PPE, Hardware & Tools
21067 | SEALING COMPOUND | Leak Repair c/w Application Tool-50-11, 2 x 2-Part Cartridges, 4 x Static Mixer, 2 x Putty Sticks, 8 x Wipes, 1 x 600mm Sandpaper Strip, 4 x Application Sticks | O/Head Line
21634 | SEALING COMPOUND | BUTYLBOND;DOUBLE SIDED;RUBBER ADHESIVE TAPE;50 MM W;BLACK COLOUR; USED AS A WATERPOOFING SEALANT; 15 M ROLL; | Hardware & Tools
3826 | SEALING COMPOUND | PLASTIC TYPE;BROWN;PUTTY;WEATHERPROOF; 2 X 250 G BLOCKS;USED FOR TYPE 4 SWITCHGEAR BOOTING REFER UJ MAN. 2.902D; | Misc Non-Contract Items
3815 | SEALING COMPOUND | SATURATED PETROLEUM HYDROCARBONS W/INERT FILLERS & CELLULOSE FIBRES; BROWN;SOFT COMPOUND FORM;90 DEG C MAX OPERATING TEMPERATURE 3 KG BLOCK, | Hardware & Tools
24749 | SEARCHLIGHT | Milwaukee, M18 LED Serach Light, 18V, 4-Mode Output Spot, Flood, Spot/Flood & Strobe, IP54, Skin Only | Hardware & Tools
16964 | SECTIONALISER | 12 KV;3 PHASE;50 HZ;630 AMP;12.5 KA BKG CAP;REMOTE CONTROLLED,WITH LEVEL 2 INTERFACE,LOAD TRANSFER SWITCH OPTION; CT RATIO 400/0.2 AMP,SINGLE BREAK | Substation
21194 | SECTIONALISER | 12.7 KV; ELECTRONIC SECTIONALISER, SECT 01;8/16/20/24 AMP;FOR USE WITH 12.7 SWER LINES;3 PHASE SYSTEM VOLTAGE; 22 KV (12/24 KV UNIT);BIL;150 KVP; | Substation
17037 | SEMICONDUCTOR DEVICE ASSEMBLY. | RECTIFIER,FULL WAVE;440 V AC MAX;1 AMP; MTG,G32 RAIL MTD;U/W END PLATE STOCK CODE 17038;PACK OF 20; | Hardware & Tools
7365 | SEMICONDUCTOR DEVICE,DIODE | RECTIFIER TYPE;SILICON;1000 V;1 AMP; | Misc Non-Contract Items
14284 | SEMICONDUCTOR DEVICE,DIODE | ZENER TYPE;24 V DC;1 W; | Misc Non-Contract Items
19646 | SEMICONDUCTOR DEVICE,DIODE | FAST RECOVERY;600 V PIV;8 AMP;MULTICOMP TYPE MUR860;FORWARD VOLTAGE VF MAX 1.7 V;REVERSE RECOVERY TIME TRR MAX 50 NS; U/W BATTERY SUPERVISION DEVICE; | Misc Non-Contract Items
15538 | SEMICONDUCTOR DEVICE,DIODE | AVALANCHE TYPE;2400 V;5 AMP;HIGH SECURITY ASSEMBLY;MOUNTED ON PCB FITTED TO RAIL MTG HOLDER;SUITABLE FOR TH35 OR G32 RAIL MTG;FOR USE IN TRIP CIRCUITS IN | Misc Non-Contract Items
15295 | SEMICONDUCTOR DEVICE,DIODE | AVALANCHE TYPE 1000 PIV;3 AMP;FOR USE AS FREEWHEELING DIODE ACROSS TRIP,CLOSING & ANTIPUMPING COILS WHERE REQUIRED,CAN BE USED IN SERIES FOR HIGH VOLTAGE | Misc Non-Contract Items
2493633 | SENSOR | H4000 PR7 Pulser Output Device 1:10, 5m Lead, for Yurika Metering | Metering Delivery
2493658 | SENSOR | NB3D Pulse Counter, Taggle, NB-IoT Transmitter, for Yurika Metering | Metering Delivery
2493666 | SENSOR | MRC2 Pulse Counter, Taggle Byron, 25mW Transmitter, for Yurika Metering | Metering Delivery
2493674 | SENSOR | SP2A Pulse Counter, Taggle Byron, 25mW Transmitter, for Yurika Metering | Metering Delivery
2493682 | SENSOR | SP3C Pulse Counter, Taggle Byron, 25mW Transmitter, for Yurika Metering | Metering Delivery
18754 | SENSOR, TEMPERATURE | CONSISTING OF SIGNAL CONDITIONER;PT100 SENSOR IN RADITATION SHIELD & BRACKET; RTD JUNCTION BOX;CABLE LENGTH 5 M;ITEM TO BE INDIVIDUALLY SUPPLIED AS A KIT; | Misc Non-Contract Items
23542 | SENSOR,ARC | ARC SENSOR;USED IN 8DN8 GIS SWITCHGEAR; CONTRACT 10142 PRIMARY SWITCHGEAR; | Switchgear Substation
2494284 | SENSOR,TEMPERATURE | PT100, Threaded Temperature Probe, M6 x 12mm Thread, 316 S/Steel, 200DegC Max, 500Vdc, 2m/3 Core Teflon Cable, u/w RTD Temperature Transmitter | Substation Batteries
13824 | SEPARATOR,ELECTRICAL POWER CABLE CORE | TEMPORARY WEDGE;NYLON;U/W LV AERIAL BUNDLED CABLE;TO ENABLE FITTING OF CLAMP FOR SERVICE CABLE;PACK OF 10,PACK WEIGHT 1 KG; | Misc Non-Contract Items
19160 | SET,DIODE | DIODE SET;FOR NEW ELECTRONIC TESTER; REFER SC19387 FOR TESTER; | Hardware & Tools
411 | SETSCREW | STAINLESS STEEL,GDE 304;HEX HD;FLAT POINT;M12;ISO M;30 MM LG;W/HEX NUT; AS2837/AS1499 (MATERIAL),AS1111 (DIMENSIONS) DIN 933;BOX OF 100; | Bolts, Washers & Fasteners
895 | SETSCREW | STEEL;GALV;HEX HD;FLAT POINT;M16;ISO M; 30 MM LG;BOX OF 150;REFER CONCRETE POLE MANUAL 1/102;PACK OF 100; | Bolts, Washers & Fasteners
902 | SETSCREW | STAINLESS STEEL,GDE 304;HEX HD; FLAT POINT;M8;ISO M;25 MM LG;DIN 933; BOX OF 100;USED ON PADMOUNTS & TOMBSTONE PILLARS AS OUTLINED IN | Bolts, Washers & Fasteners
905 | SETSCREW | STAINLESS STEEL,GDE 304;HEX HD;FLAT POINT;M10;ISO M;90 MM LG;AS2837/AS1449 (MATERIAL),AS1111/DIN 933 (DIMENSIONS); BOX OF 100; | Bolts, Washers & Fasteners
909 | SETSCREW | STAINLESS STEEL,GDE 304;HEX HD;FLAT POINT;M12;ISO M;35 MM LG;AS2837/AS1449 (MATERIAL),AS1111/DIN 933 (DIMENSIONS); Pack of 100; | Bolts, Washers & Fasteners
22990 | SETSCREW | STAINLESS STEEL,GDE 304;INTERNAL HEX DRIVE;BUTTON HEAD;SOCKET SCREW;M8 X M20;BOX OF 100; | Bolts, Washers & Fasteners
22989 | SETSCREW | STAINLESS STEEL,GDE 304;INTERNAL HEX DRIVE;BUTTON HEAD;SOCKET SCREW;M6 X 16 MM;BOX OF 100; | Bolts, Washers & Fasteners
21069 | SETSCREW | STAINLESS STEEL;GDE 304;HEX HD;FLAT POINT;M6;ISO M;25 MM LG;REQUIRED TO SECURE TOMBSTONE PILLARS;BOX OF 100; | Bolts, Washers & Fasteners
22082 | SETSCREW | M5, 40mm Lg, Fillister Head, Phillips Screw Type, Nylon, Non-Conductive, used for Top Screw to Hang Meters | Bolts, Washers & Fasteners
21328 | SETSCREW | NYLON SETSCREW;HEX HD;M6;40 MM LG;FOR USE AS FIXING MEDIUM FOR PANELS IN OLD STYLE LINK PILLARS;REFER SC21325, SC21326 & SC21327 FOR NUT SPACERS;BOX | Bolts, Washers & Fasteners
20707 | SETSCREW | STEEL;ZINC PLATED;M6 X 20 MM LG;HEX HD; PACK OF 100; | Line Support Equip
18559 | SETSCREW | SPLICE SCREW;SUIT NEMA 12B;BOX OF 100, PACK WEIGHT 1.20 KG; | Line Support Equip
16604 | SETSCREW | STAINLESS STEEL,GDE 304;HEX HD;FLAT POINT;M10;ISO M;20 MM LG;AS2837/AS1449; (MATERIAL,AS1111 DIMENSIONS);BOX OF 100; | Bolts, Washers & Fasteners
15619 | SETSCREW | BRASS;HEX HD;FLAT POINT;M12;ISO;30 MM LG ;W/HEX NUT;BOX OF 100,PACK WEIGHT 5.6 KG ;FOR USE WITH LV TERMINAL CONNECTORS STOCK CODES 13696,06138 & 06139;PACK OF | Bolts, Washers & Fasteners
8611 | SETSCREW | STEEL;ZINC PLATED;HEX HD;FLAT POINT;M12; ISO M;25 MM LG;BOX OF 100; | Bolts, Washers & Fasteners
8545 | SETSCREW | STAINLESS STEEL,GDE 304;HEX HD;FLAT POINT;M12;ISO M;40 MM LG;AS2837/AS1449 (MATERIAL),AS1111/DIN 933 (DIMENSIONS); Pack of 100; | Bolts, Washers & Fasteners
8544 | SETSCREW | STAINLESS STEEL,GDE 304;HEX HD;FLAT POINT;M10;ISO M;30 MM LG;DIN 933;BOX OF 100; | Bolts, Washers & Fasteners
912 | SETSCREW | M16 x 50mm, Hex, Flat Point, S/Steel Gde 316 c/w Hex Nut S/Steel Gde 304, Aust Std (P25) | Bolts, Washers & Fasteners
907 | SETSCREW | STAINLESS STEEL,GDE 304;HEX HD;FLAT POINT;M12;ISO M;25 MM LG;AS2837/AS1449 (MATERIAL),AS1111/DIN 933 (DIMENSIONS); BOX OF 100,PACK WEIGHT 3.4 KG; | Bolts, Washers & Fasteners
903 | SETSCREW | STAINLESS STEEL,GDE 304;HEX HD;FLAT POINT;M10;ISO M;25 MM LG;AS2837/AS1449 (MATERIAL),AS1111/DIN 933 (DIMENSIONS); BOX OF 100,PACK WEIGHT 2.3 KG; | Bolts, Washers & Fasteners
1762670 | SETSCREW | M14 x 70mm, Hex, S/Steel Gde 316 c/w Hex Nut S/Steel Gde 304, Aust Std (P100) | Bolts, Washers & Fasteners
1762617 | SETSCREW | M10 x 60mm, Hex, S/Steel Gde 316 c/w Hex Nut S/Steel Gde 304, Aust Std (P100) | Bolts, Washers & Fasteners
1762612 | SETSCREW | M10 x 40mm, Hex, S/Steel Gde 316 c/w Hex Nut S/Steel Gde 304, Aust Std (P100) | Bolts, Washers & Fasteners
1762602 | SETSCREW | M8 x 40mm, Hex, S/Steel Gde 316 c/w Hex Nut S/Steel Gde 304, Aust Std (P100) | Bolts, Washers & Fasteners
1762580 | SETSCREW | M6 x 12mm, Hex, S/Steel Gde 316 c/w Hex Nut S/Steel Gde 304, Aust Std (P100) | Bolts, Washers & Fasteners
2476943 | SETSCREW | M6 x 40mm, Hex, S/Steel Gde 316 | Bolts, Washers & Fasteners
2402957 | SETSCREW | M12 x 60mm, Hex, S/Steel Gde 316 c/w Hex Nut S/Steel Gde 304, Aust Std (P25) | Bolts, Washers & Fasteners
2400088 | SETSCREW | M12 x 50mm, Hex, S/Steel Gde 316 c/w Hex Nut S/Steel Gde 304, Aust Std (P100) | Bolts, Washers & Fasteners
22448 | SETSCREW | STAINLESS STEEL;GDE 316;HEX HD;FLAT POINT;M6 ISO M;16 MM LG; | Bolts, Washers & Fasteners
2425759 | SETSCREW | M16 x 70mm, Hex, S/Steel Gde 316 c/w Hex Nut S/Steel Gde 304, Aust Std | Bolts, Washers & Fasteners
2402958 | SETSCREW | M12 x 70mm, Hex, S/Steel Gde 316 c/w Hex Nut S/Steel Gde 304, Aust Std (P25) | Bolts, Washers & Fasteners
2400084 | SETSCREW | 3/8 x 3/4", Hex, S/Steel Gde 316, Aust Std (P100) | Bolts, Washers & Fasteners
381467 | SETSCREW | STEEL; ZINC PLATED; M12 X 25 MM LG; HEX HD;PACK OF 100,PACK WEIGHT 3.0 KG; | Line Support Equip
290130 | SETSCREW | STEEL; ZINC PLATED;M8 X 20 MM LG;HEX HD; PACK OF 100;PACK WEIGHT 1.2 KG; | Line Support Equip
252262 | SETSCREW | STEEL; ZINC PLATED;M10 X 30 MM LG; HEX HD;PACK OF 100,PACK WEIGHT 2.0 KG; | Line Support Equip
19573 | SETSCREW | STEEL;ZINC PLATED;M8 X 30 MM LG;HEX HD; PACK OF 100/200; | Line Support Equip
18125 | SETSCREW | STAINLESS STEEL,GDE 304;HEX HD;M8;ISO M; 16 MM LG;PACK OF 100; | Bolts, Washers & Fasteners
900 | SETSCREW | STAINLESS STEEL,GDE 304;HEX HD; FLAT POINT;M6;ISO M;25 MM LG;DIN 933; BOX OF 100; | Bolts, Washers & Fasteners
2569 | SHACKLE | BOW;70 KN;STEEL;GALV;C/W HEX CLEVIS PIN & HUMPBACK SPLIT PIN;BAG OF 30, PACK WEIGHT 15.0 KG; | Forged Fittings
13413 | SHACKLE | BOW;11 MM;1.5 TONNE SWL;STEEL,H TENSILE; GALV;13 MM DIA PIN W/EYE & COLLAR;HIGH LOAD;AS2741 GDE S;PACK OF 1; | Forged Fittings
2407252 | SHACKLE | Bow, Galv Steel, 120kN c/w Clevis Bolt Nut & Hump Split Pin, ETS 11-09-01 (scm) | Forged Fittings
104792 | SHACKLE | Bow, S/Steel Gde 316, 70kN, 16mm Bolt & Nut c/w Humpback Split Pin, Dwg 01-07-01 (P30) | Line Support Equip
2407338 | SHACKLE | Bow, 19mm WLL 4.7Tonne | Tools & Equipment
20249 | SHACKLE | BOW;120 KN;STEEL;GALV;C/W CL8.8 (GDE 8.8) BOLT,NUT & HUMPBACK PIN; | Forged Fittings
18194 | SHACKLE | BOW;160 KN;STEEL;GALV;C/W CLEVIS PIN & HUMPBACK SPLIT PIN; | Forged Fittings
19823 | SHACKLE | OPTICAL GROUND WIRE (OPGW) SHACKLE; 70 KN;C/W M16 CLEVIS BOLT & NUT;U/W OPGW SUSPENSION SET & 70 KN SHACKLE; | Forged Fittings
13414 | SHACKLE | BOW;13 MM;2.0 TONNE SWL;STEEL,H TENSILE; GALV;16 MM DIA PIN W/EYE & COLLAR;HIGH LOAD;AS2741 GDE S (H TENSILE);PACK OF 1; ITEM TO BE PAINTED A COLOUR TO IDENTIFY | Forged Fittings
13412 | SHACKLE | BOW;10 MM;1.0 TONNE SWL;STEEL,H TENSILE; GALV;11 MM DIA PIN W/EYE & COLLAR;HIGH LOAD;AS2741 GDE S;PACK OF 1; | Forged Fittings
13411 | SHACKLE | BOW;8 MM;0.75 TONNE SWL;STEEL,H TENSILE; GALV;10 MM DIA PIN W/EYE & COLLAR;HIGH LOAD;AS2741 GDE S;PACK OF 1; | Forged Fittings
14799 | SHACKLE | TWISTED,BOW;70 KN;STEEL;GALV;C/W CLEVIS PIN & HUMPBACK SPLIT PIN;BAGS OF 30,PACK WEIGHT 15.0 KG;REFER OCM 3/102; | Forged Fittings
18731 | SHADE BRIM,SAFETY CAP. | 100% COTTON; FLURO YELLOW COLOUR; FULL BRIM,C/W NECK & EAR FLAP PROTECTION:EXTENSION BRIM FOR SAFETY CAP,SC14294; | PPE, Hardware & Tools
104779 | SHADE BRIM,SAFETY HELMET | Snap Brim, Plastic, for Sun Protection, White Only, suit Protector 43 Safety Caps | PPE, Hardware & Tools
2400365 | SHADE BRIM,SAFETY HELMET | Straw Shade, to suit Safety Full Helmet | HS & PPE
20667 | SHADE BRIM,SAFETY HELMET | Hard Hat Brim with Shade & Neck Protection, Elastic Inner Rim for perfect fit, Elastic Straps | PPE, Hardware & Tools
2471431 | SHADE,LAMP | Anti Glare Shield, for RoadFlair BRP392, suit s/code 2467066 (scm) | Street Lights
2471423 | SHADE,LAMP | Anti Glare Shield, for RoadFlair BRP393, suit s/codes 2467116, 2467090 (scm) | Street Lights
2471449 | SHADE,LAMP | Anti Glare Shield, for RoadFlair BRP391, suit s/codes 2467058, 2467074 (scm) | Street Lights
10851 | SHADOW BOARD. | FOR MTG SPECIALISED TOOLS & ELECTRICAL EQUIPMENT;915 MM W,1370 MM H;BLACK ACRYLIC;FOR SUBSTATIONS (LARGE TYPE); | Substation Accessories
2455475 | SHEARS,STRAIGHT TRIMMERS | Black Panther, HD, Universal, S/Steel c/w Safety Lock, Multi-Purpose, suit Cutting Cable Ties & Light Electrical Cable | PPE, Hardware & Tools
2466993 | SHEATH,LINEMAN'S KNIFE | Webbing, Custom Sheath Pouch, suit Raychem Cable Jointer Lineman's Knife | PPE, Hardware & Tools
22147 | SHEATH,VOLTAGE LIMITER | SVL TYPE TZS4.5;4.5 KV STANDARD TYPE;3.8 KV MAX CONTINUOUS OPERATING VOLTAGE; 20 KA PEAK RATED 8/20uS CURRENT; NON-LINEAR RESISTOR FOR TRANSIENT | O/Head Line
24738 | SHEATH,VOLTAGE LIMITER | SVL 3.0KV TYPE TZS 20KV FOR USE IN 33KV UNDERGROUND LINK BOX | Substation
24737 | SHEATH,VOLTAGE LIMITER | 4.5KV TYPE TZA 20KA; FOR USE IN 110KV UNDEGROUND LINK BOX; | Substation
19697 | SHEATH,VOLTAGE LIMITER | CABLE SHEATH VOLTAGE LIMITER (SVL); 110 KV CABLE SYSTEM;SHEATH EARTH BONDING AT GIS;TS 416; | O/Head Line
18514 | SHEET,METAL | STEEL;16 G ZINC SEAL SHEET;FOR TRANSFORMER DISCONNECTOR ENCLOSURE COVER;BUND WALL MTG;REFER ENERGEX DWG LOSTD-ST030-01; | Forged Fittings
2483808 | SHEETING,REFLECTIVE | Traffic Sign Blanking Plate, Roll-up, 600 x 600mm, Retroreflective Yellow, Hard Velcro Backed, 4 Corner Eyelets | Signs
2483816 | SHEETING,REFLECTIVE | Traffic Sign Blanking Plate, Roll-up, 1200 x 300mm, Retroreflective Yellow, Hard Velcro Backed, 4 Corner Eyelets | Signs
12082 | SHELF,ELECTRICAL EQUIPMENT | MODEM MTG IN A 19 IN RACK;3 U H,325 MM D ; | Misc Non-Contract Items
19746 | SHELF,ELECTRICAL EQUIPMENT | PC-MINSACS SERIAL PATCH PANEL;POWDER COATED WHITE;19 IN RACK MTG;1RU;RECESSED SERIAL PANEL; | Communications
22726 | SHELF,ELECTRICAL EQUIPMENT | 19 IN;SLIDING SHELF;TO SUIT COMMUNICATIONS CUBICLE SC19914;380 MM D; VENTED;BLACK COLOUR; TO SUIT RACK DEPTH OF 450MM TO 580MM | Communications
22728 | SHELF,ELECTRICAL EQUIPMENT | 19 IN;CANTILEVER SHELF;TO SUIT COMMUNICATIONS CUBICLE SC19914;300 MM D; VENTED;COLOUR BLACK; | Communications
2496339 | SHELF,ELECTRICAL EQUIPMENT | 2RU Cantilever Shelf, 19" Rack Mount, 483mm W, 350mm D, Black, 20kg Max Load | Communications
24174 | SHELF,ELECTRICAL EQUIPMENT | TRAY, 19' CABINET, 1 RU PERFORATED; XB-425636/1; 1 RU MOUNTING TRAY FOR USE IN MPLS SLIMLINE CABINETS; USED FOR PSU AND DISTRIBUTION BOX MOUNTING; | Communications
23376 | SHELF,ELECTRICAL EQUIPMENT | SLIDING STORAGE TRAY;FIBRE OPTICS; FIBRE MANAGEMENT TRAY;SLIDING SHELF; 1RU; | Hardware & Tools
22727 | SHELF,ELECTRICAL EQUIPMENT | 19 IN;CANTILEVER SHELF;TO SUIT COMMUNICATIONS CUBICLE SC19914;400 MM D; VENTED;COLOUR BLACK;USED TO MTD DC/DC CONVERTERS; | Misc Non-Contract Items
18050 | SHIELD | Glare, Self Adhesive Split Back, White, Blockout 3635-20b, suit Gerard Lighting (Sylvania) Maxi or Urban, Minor Rd, 6 Sets of 10 per Pack | Signs
18051 | SHIELD | Glare, Self Adhesive Split Back, White, Blockout 3635-20b, suit Gerard Lighting (Sylvania) Roadster, Major Rd, 6 Sets of 10 per Pack | Signs
500 | SHIELD,EXPANSION | STEEL;SLEEVE ANCHOR;12 MM HOLE DIA;BOLT INSERT;M10 X 60 MM NOM LG INSERT;HEX NUT STYLE; | Bolts, Washers & Fasteners
4913 | SHIELD,EXPANSION | NYLON;IMPACT ANCHOR;6.5 MM HOLE DIA; THD NAIL INSERT;25 MM LG;MUSHROOM HD STYLE;BOX OF 100; | Bolts, Washers & Fasteners
18587 | SHIELD,EXPANSION | STAINLESS STEEL TRUBOLT;6 MM HOLE DIA; M6 X 55 MM LG;EMBEDMENT DEPTH 32 MM; BOX OF 100; | Bolts, Washers & Fasteners
18470 | SHIELD,EXPANSION | STAINLESS STEEL TRUBOLT;12 MM HOLE DIA; M12 X 80 MM LG;EMBEDMENT DEPTH 60 MM; | Bolts, Washers & Fasteners
12784 | SHIELD,EXPANSION | POLYAMIDE;IMPACT ANCHOR;5 MM HOLE DIA; STAINLESS STEEL SCREW INSERT;33 MM LG; ;PACK OF 100;USED FOR FIXING 3.18 X 38 MM COPPER STRIP IN SUBSTATIONS; | Bolts, Washers & Fasteners
4912 | SHIELD,EXPANSION | NYLON;IMPACT ANCHOR;5 MM HOLE DIA; THD NAIL INSERT;25 MM LG;MUSHROOM HD STYLE;BOX OF 100; | Bolts, Washers & Fasteners
502 | SHIELD,EXPANSION | STEEL;SLEEVE ANCHOR;12 MM HOLE DIA;BOLT INSERT;M12 X 80 MM NOM LG INSERT;HEX NUT STYLE;BOX OF 25; | Bolts, Washers & Fasteners
2747 | SHIELD,EXPANSION | STEEL;SLEEVE ANCHOR;16 MM HOLE DIA; BOLT INSERT;M12 X 103 MM NOM LG INSERT; HEX NUT STYLE;BOX OF 10; | Bolts, Washers & Fasteners
2748 | SHIELD,EXPANSION | STEEL;SLEEVE ANCHOR;10 MM HOLE DIA; BOLTINSERT;M8 X 48 MM NOM LG INSERT; HEX NUT STYLE;PACK OF 50; | Bolts, Washers & Fasteners
4910 | SHIELD,EXPANSION | PLASTICS,GREEN;RAWL,EXP TYPE; 10 G TO 12 G X 35 MM LG;PACK OF 500; | Bolts, Washers & Fasteners
2746 | SHIELD,EXPANSION | STEEL;SLEEVE ANCHOR;12 MM HOLE DIA; BOLT INSERT;M12 X 100 MM NOM LG INSERT; HEX NUT STYLE;PACK OF 20; | Bolts, Washers & Fasteners
507 | SHIELD,EXPANSION | STEEL;SLEEVE ANCHOR;16 MM HOLE DIA;BOLT INSERT;M12 X 65 MM NOM LG INSERT;HEX NUT STYLE; | Bolts, Washers & Fasteners
11609 | SHIELD,LAMP,LIGHTING FIXTURE. | CUT-OFF TYPE;TO SUIT GTE AUSTRALIA LANTERN TYPE B2223MTH & B2224MTH (ONLY);FOR GTE AUST LANTERNS ONLY (STOCK CODE 05417,05418,09930 & 09932) | Street Lights
18015 | SHIM | BRASS;300 MM W X 0.25 MM THK X 1 M LG; MUST SUPPLY IN 1 METRE LENGTHS | PPE, Hardware & Tools
22883 | SHIM | FOR USE WITH SOLENOID TYPE 02910443; 125 V DC COIL FOR USE IN SIEMENS 8DA10 36 KV SWGR;TO BE USED WITH SC 22882 SOLENOID; | Substation
19559 | SHIRT, WOMAN'S | COTTON JERSEY 100%;185 GSM APPROX;LG SLEEVES;RIBBED CUFF;VARIOUS SIZES; BLUE CHAMBRAY POLO STYLE SHIRT;C/W EMBROIDERED ENERGEX LOGO; | HS & PPE
25167 | SHIRT, WOMAN'S | SIZE 6;STYLE & MFR TO ENERGEX SAMPLE; TECASAFE 500, 197GSM, YELLOW & BLUE ENERGEX / SAFETY FIRST LOGO ARC FLASH RATED | HS & PPE
25169 | SHIRT, WOMAN'S | SIZE 10;STYLE & MFR TO ENERGEX SAMPLE; TECASAFE 500, 197GSM, YELLOW & BLUE ENERGEX / SAFETY FIRST LOGO ARC FLASH RATED | HS & PPE
25259 | SHIRT, WOMAN'S | SIZE 22;STYLE & MFR TO ENERGEX SAMPLE; TECASAFE 700, 235GSM, YELLOW & BLUE METERING DYNAMICS / SAFETY FIRST LOGO ARC FLASH RATED | HS & PPE
25258 | SHIRT, WOMAN'S | SIZE 20;STYLE & MFR TO ENERGEX SAMPLE; TECASAFE 700, 235GSM, YELLOW & BLUE METERING DYNAMICS / SAFETY FIRST LOGO ARC FLASH RATED | HS & PPE
25257 | SHIRT, WOMAN'S | SIZE 18;STYLE & MFR TO ENERGEX SAMPLE; TECASAFE 700, 235GSM, YELLOW & BLUE METERING DYNAMICS / SAFETY FIRST LOGO ARC FLASH RATED | HS & PPE
25256 | SHIRT, WOMAN'S | SIZE 16;STYLE & MFR TO ENERGEX SAMPLE; TECASAFE 700, 235GSM, YELLOW & BLUE METERING DYNAMICS / SAFETY FIRST LOGO ARC FLASH RATED | HS & PPE
25255 | SHIRT, WOMAN'S | SIZE 14;STYLE & MFR TO ENERGEX SAMPLE; TECASAFE 700, 235GSM, YELLOW & BLUE METERING DYNAMICS / SAFETY FIRST LOGO ARC FLASH RATED | HS & PPE
25254 | SHIRT, WOMAN'S | SIZE 12;STYLE & MFR TO ENERGEX SAMPLE; TECASAFE 700, 235GSM, YELLOW & BLUE METERING DYNAMICS / SAFETY FIRST LOGO ARC FLASH RATED | HS & PPE
25253 | SHIRT, WOMAN'S | SIZE 10;STYLE & MFR TO ENERGEX SAMPLE; TECASAFE 700, 235GSM, YELLOW & BLUE METERING DYNAMICS / SAFETY FIRST LOGO ARC FLASH RATED | HS & PPE
25252 | SHIRT, WOMAN'S | SIZE 8;STYLE & MFR TO ENERGEX SAMPLE; TECASAFE 700, 235GSM, YELLOW & BLUE METERING DYNAMICS / SAFETY FIRST LOGO ARC FLASH RATED | HS & PPE
25175 | SHIRT, WOMAN'S | SIZE 22;STYLE & MFR TO ENERGEX SAMPLE; TECASAFE 500, 197GSM, YELLOW & BLUE ENERGEX / SAFETY FIRST LOGO ARC FLASH RATED | HS & PPE
25174 | SHIRT, WOMAN'S | SIZE 20;STYLE & MFR TO ENERGEX SAMPLE; TECASAFE 500, 197GSM, YELLOW & BLUE ENERGEX / SAFETY FIRST LOGO ARC FLASH RATED | HS & PPE
25173 | SHIRT, WOMAN'S | SIZE 18;STYLE & MFR TO ENERGEX SAMPLE; TECASAFE 500, 197GSM, YELLOW & BLUE ENERGEX / SAFETY FIRST LOGO ARC FLASH RATED | HS & PPE
25172 | SHIRT, WOMAN'S | SIZE 16;STYLE & MFR TO ENERGEX SAMPLE; TECASAFE 500, 197GSM, YELLOW & BLUE ENERGEX / SAFETY FIRST LOGO ARC FLASH RATED | HS & PPE
25171 | SHIRT, WOMAN'S | SIZE 14;STYLE & MFR TO ENERGEX SAMPLE; TECASAFE 500, 197GSM, YELLOW & BLUE ENERGEX / SAFETY FIRST LOGO ARC FLASH RATED | HS & PPE
25170 | SHIRT, WOMAN'S | SIZE 12;STYLE & MFR TO ENERGEX SAMPLE; TECASAFE 500, 197GSM, YELLOW & BLUE ENERGEX / SAFETY FIRST LOGO ARC FLASH RATED | HS & PPE
25168 | SHIRT, WOMAN'S | SIZE 8;STYLE & MFR TO ENERGEX SAMPLE; TECASAFE 500, 197GSM, YELLOW & BLUE ENERGEX / SAFETY FIRST LOGO ARC FLASH RATED | HS & PPE
19560 | SHIRT, WOMAN'S | COTTON JERSEY 100%;185 GSM APPROX;LG SLEEVES;OPEN CUFF;VARIOUS SIZES;NAVY & YELLOW REFLECTIVE STRIPS;POLO STYLE SHIRT;C/W EMBROIDERED ENERGEX LOGO; | HS & PPE
25176 | SHIRT,MAN'S. | SIZE XS;STYLE & MFR TO ENERGEX SAMPLE; TECASAFE 500, 197GSM, YELLOW & BLUE ENERGEX / SAFETY FIRST LOGO ARC FLASH RATED | HS & PPE
25177 | SHIRT,MAN'S. | SIZE S;STYLE & MFR TO ENERGEX SAMPLE; TECASAFE 500, 197GSM, YELLOW & BLUE ENERGEX / SAFETY FIRST LOGO ARC FLASH RATED | HS & PPE
25180 | SHIRT,MAN'S. | SIZE XL;STYLE & MFR TO ENERGEX SAMPLE; TECASAFE 500, 197GSM, YELLOW & BLUE ENERGEX / SAFETY FIRST LOGO ARC FLASH RATED | HS & PPE
25179 | SHIRT,MAN'S. | SIZE L;STYLE & MFR TO ENERGEX SAMPLE; TECASAFE 500, 197GSM, YELLOW & BLUE ENERGEX / SAFETY FIRST LOGO ARC FLASH RATED | HS & PPE
25178 | SHIRT,MAN'S. | SIZE M;STYLE & MFR TO ENERGEX SAMPLE; TECASAFE 500, 197GSM, YELLOW & BLUE ENERGEX / SAFETY FIRST LOGO ARC FLASH RATED | HS & PPE
25181 | SHIRT,MAN'S. | SIZE 2XL;STYLE & MFR TO ENERGEX SAMPLE; TECASAFE 500, 197GSM, YELLOW & BLUE ENERGEX / SAFETY FIRST LOGO ARC FLASH RATED | HS & PPE
25183 | SHIRT,MAN'S. | SIZE 4XL;STYLE & MFR TO ENERGEX SAMPLE; TECASAFE 500, 197GSM, YELLOW & BLUE ENERGEX / SAFETY FIRST LOGO ARC FLASH RATED | HS & PPE
25185 | SHIRT,MAN'S. | SIZE 6XL;STYLE & MFR TO ENERGEX SAMPLE; TECASAFE 500, 197GSM, YELLOW & BLUE ENERGEX / SAFETY FIRST LOGO ARC FLASH RATED | HS & PPE
25267 | SHIRT,MAN'S. | SIZE 5XL;STYLE & MFR TO ENERGEX SAMPLE; TECASAFE 700, 235GSM, YELLOW & BLUE METERING DYNAMICS / SAFETY FIRST LOGO ARC FLASH RATED | HS & PPE
25266 | SHIRT,MAN'S. | SIZE 4XL;STYLE & MFR TO ENERGEX SAMPLE; TECASAFE 700, 235GSM, YELLOW & BLUE METERING DYNAMICS / SAFETY FIRST LOGO ARC FLASH RATED | HS & PPE
25265 | SHIRT,MAN'S. | SIZE 3XL;STYLE & MFR TO ENERGEX SAMPLE; TECASAFE 700, 235GSM, YELLOW & BLUE METERING DYNAMICS / SAFETY FIRST LOGO ARC FLASH RATED | HS & PPE
25264 | SHIRT,MAN'S. | SIZE 2XL;STYLE & MFR TO ENERGEX SAMPLE; TECASAFE 700, 235GSM, YELLOW & BLUE METERING DYNAMICS / SAFETY FIRST LOGO ARC FLASH RATED | HS & PPE
25263 | SHIRT,MAN'S. | SIZE XL;STYLE & MFR TO ENERGEX SAMPLE; TECASAFE 700, 235GSM, YELLOW & BLUE METERING DYNAMICS / SAFETY FIRST LOGO ARC FLASH RATED | HS & PPE
25262 | SHIRT,MAN'S. | SIZE L;STYLE & MFR TO ENERGEX SAMPLE; TECASAFE 700, 235GSM, YELLOW & BLUE METERING DYNAMICS / SAFETY FIRST LOGO ARC FLASH RATED | HS & PPE
25261 | SHIRT,MAN'S. | SIZE M;STYLE & MFR TO ENERGEX SAMPLE; TECASAFE 700, 235GSM, YELLOW & BLUE METERING DYNAMICS / SAFETY FIRST LOGO ARC FLASH RATED | HS & PPE
25260 | SHIRT,MAN'S. | SIZE S;STYLE & MFR TO ENERGEX SAMPLE; TECASAFE 700, 235GSM, YELLOW & BLUE METERING DYNAMICS / SAFETY FIRST LOGO ARC FLASH RATED | HS & PPE
25184 | SHIRT,MAN'S. | SIZE 5XL;STYLE & MFR TO ENERGEX SAMPLE; TECASAFE 500, 197GSM, YELLOW & BLUE ENERGEX / SAFETY FIRST LOGO ARC FLASH RATED | HS & PPE
25182 | SHIRT,MAN'S. | SIZE 3XL;STYLE & MFR TO ENERGEX SAMPLE; TECASAFE 500, 197GSM, YELLOW & BLUE ENERGEX / SAFETY FIRST LOGO ARC FLASH RATED | HS & PPE
23148 | SHOE,SAFETY,LADDER | Step Ladder Feet Kit, c/w 4 Yellow Feet, Associated Washers & Rivets, suits Bailley Double Sided Step Ladder | Hardware & Tools
24067 | SHOE,SAFETY,LADDER | Step ladder Feet Kit, c/w 1 Foot, Accociated Washers & Rivets, suits Ladamax Step Ladders | PPE, Hardware & Tools
20834 | SHOES,SAFETY | Oliver, Derby, Black, Lace Up, Full Grain Leather, Steel Toe, PU Sole, EH Resistant, Sizes 4 to 13, Half Sizes 6.5 to 10.5 | HS & PPE
2495091 | SHOES,SAFETY | Oliver, Derby Executive, Black, Lace Up, Leather, Steel Toe, Slip Resistant, Anti-Static, Sizes 6 to 13, Half Sizes 6.5 to 10.5 | HS & PPE
2495125 | SHOES,SAFETY | Oliver, Jogger, Grey/Yellow, Lace Up, Textile & TPU, Composite Toe, ESD, Heat & Slip Resistant, Sizes 5 to 14, Half Sizes 6.5 to 10.5 | HS & PPE
2495133 | SHOES,SAFETY | Oliver, FlyKnit, Grey/Yellow, Lace Up, Textile & Knitted, Composite Toe, ESD, Heat & Slip Resistant, Sizes 5 to 14, Half Sizes 6.5 to 10.5 | HS & PPE
2495109 | SHOES,SAFETY | Oliver, Women's, Black, Slip-On, Full Grain Leather, Steel Toe, Heat & Slip Resistant, Anti-Static, Sizes 5 to 10, Half Sizes 6.5 & 8.5 | HS & PPE
2494938 | SHOES,SAFETY | KingGee, Comp-Tec G7, Women's Sports, Black, Lace Up, Full Grain Leather, Composite Toe, Slip Resistant, Sizes 5 to 10 | HS & PPE
2494789 | SHOES,SAFETY | Blundstone, Women's, Black, Slip-On, Leather, Composite Toe, Broad Fit, Sizes 5 to 11, Half Sizes 6.5 to 9.5 | HS & PPE
2494797 | SHOES,SAFETY | Blundstone, Women's Jogger, Black/Grey, Lace Up, Breathable Nylon, Composite Toe Anti-Static, Sizes 5 to 11, Half Sizes 6.5 to 9.5 | HS & PPE
2494920 | SHOES,SAFETY | KingGee, Comp-Tec G3, Women's Sports, Black, Lace Up, Leather Trim & Mesh, Composite Toe, Slip Resistant, Podiatry Endorsed, Sizes 5 to 10 | HS & PPE
2494904 | SHOES,SAFETY | KingGee, Vapour Hybrid, Women's Jogger, Blackberry, Lace Up, Sublimated Proton Mesh, Knit Collar, Composite Toe, Slip Resistant, Anti-Static, Sizes 5 to 10 | HS & PPE
2422079 | SHOTGUN STICK SET | c/w Shotgun Stick Sectional 1800mm with 300mm Head, Shotgun Extension 600mm, Silicon Cloth, Disconnect Hook, Fuse Pillar, Met Guard Ring placed/affixed at | Hardware & Tools
2415 | SHOVEL,HAND. | SQ MOUTH;MEDIUM 280 MM X 210 MM BLADE; SHORT PLASTIC D HANDLE; TIMBER SHAFT; PACK OF 6; | Hardware & Tools
25095 | SHOVEL,HAND. | Post Hole,Treaded;190 MM X 275 MM Blade, C/W Steel Core Fibreglass Handle 25-30 Deg To Handle Axis; KELSO BRAND; Lighter Alternative To SC2417; | Hardware & Tools
20209 | SHOVEL,HAND. | INDUSTRAIL IMPACT SHOVEL;ALL PLASTIC; SPARK RESISTANT;D TYPE HANDLE; PACK OF 1,PACK WEIGHT 2 KG; | Tools & Equipment
2417 | SHOVEL,HAND. | Post Hole,Treaded;190 MM X 275 MM Blade, C/W Solid Fibreglass Handle 25-30 Deg to Handle Axis; For Lighter Alternative refer Kelso Brand SC 25095. | PPE, Hardware & Tools
2416 | SHOVEL,HAND. | SQ MOUTH;MEDIUM 265 MM X 325 MM BLADE; LG FIBREGLASS HANDLE;PACK OF 6; REFER STOCK CODE 02364 FOR SPARE HANDLE; | PPE, Hardware & Tools
2498624 | SHROUD,GRINDER | Milwaukee Surface Grinding Dust Shroud, 125mm Dia Cup Wheel, Universal Fit | Tools & Equipment
2498632 | SHROUD,GRINDER | Milwaukee Dust Extraction Cutting Shroud, 115-125mm Dia Disc | Tools & Equipment
19171 | SIDE PANEL | STEEL;SIDE PANEL WITH MTG SCREWS; TO SUIT CUBICLE RACK FRAME;600 MM W, 2000 MM H;PACK OF 1;U/WSC12430; | Hardware & Tools
21329 | SIDE PANEL | STEEL;SIDE PANEL WITH MTG SCREWS;TO SUIT CUBICLE RACK FRAME;700 MM D X 2200 MM H;U/W SC21330;QUOTATION BRT104426.1 | Hardware & Tools
6682 | SIGN | Kerb Marker, 35mm Dia, 1.6mm H, "E", Brass, c/w QTY 2 x 25mm LG MTG Studs on Back, (P100) | Signs
12096 | SIGN | DANGER-LEAVE RECLOSING DISABLED;PLASTICS -MAGNETIC;90 MM LG,50 MM W,0.9 MM THK; DANGER-WHITE LETTERS 6 MM H ON A RED OVAL;W/1 MM WHITE EDGE,ON A BLACK | Signs
11619 | SIGN | Energex Substation, Al, 360 x 200 x 2mm, White Retro Reflective Class 2 B/Ground, Text Colouring & Logo as per Dwg 2900-A3 Sht I02, Std Id Equip | Signs
12195 | SIGN | HEAD PROTECTION MUST BE WORN;ALUMINIUM; RETROREFLECTIVE;320 MM DIA,2 MM THK; AS1319-1983;PACK OF 1; | Signs
12199 | SIGN | DANGER-HIGH VOLTAGE TESTING KEEP CLEAR, DANGER VERTICALLY ON BACK;ABS PLASTIC; SCREEN PRINTED;360 MM LG,400 MM W,3 MM THK;C/W CORD 2 M LG (STOCK CODE 03227); | Signs
12956 | SIGN | WARNING - DO NOT REMOVE SCREEN UNTIL EQUIPMENT IS TESTED AND EARTHED;ABS PLASTIC SCREEN PRINTED;360 MM LG,200 MM W,3 MM THK;AS1319-1983;FOR U/W AF | Signs
12955 | SIGN | TESTING AND EARTHING TO BE CARRIED OUT THRU APERTURE;ABS PLASTIC;SCREEN PRINTED;250 MM LG,150 MM W,3 MM THK; FOR U/W AF COUPLING EQUIPMENT;PACK OF 1; | Signs
12392 | SIGN | SMOKING PROHIBITED;ABS PLASTIC;SCREEN PRINTED;160 MM DIA,3 MM THK;AS1319-1983; PACK OF 1; | Signs
12207 | SIGN | Al, (LOGO) ENERGEX STATION (Designation Blank), 360 x 200 x 1.6mm, White Class 2 RetroReflective, Lettering & Colouring as per Dwg, for Distribution Stations & | Signs
12206 | SIGN | CAUTION-STAND ON MAT;YELLOW SCOTCHCAL; SCREEN PRINTED;180 MM x 100 MM;STICK ON FOR USE ON PILOT ISOLATION CUBICLES; AS1319-1983;PACK OF 10; | Signs
12203 | SIGN | Al, "DANGER DO NOT OPERATE" Screen Printed, RetroReflective Class 2, Legend Double Sided, 90 x 50 x 1.6mm, AS1319-1983 | Signs
12202 | SIGN | DANGER-DO NOT OPERATE,ENERGEX; ABS PLASTIC;SCREEN PRINTED;180 MM LG, 100 MM W,3 MM THK;C/W CORD(STOCK CODE 03224);THIS SIGN TO BE PRINTED ON BOTH | Signs
12201 | SIGN | DANGER-HIGH VOLTAGE (SIZE 2);ALUMINIUM; RETROREFLECTIVE;360 MM LG,200 MM W, 2 MM THK;AS1319-1983;PACK OF 10; | Signs
12200 | SIGN | DANGER-LIVE HIGH VOLTAGE CONDUCTORS, ABOVE OR BEYOND;ABS PLASTIC;SCREENED PRINTED;360 MM LG,340 MM W,3 MM THK;C/W CORD 2 M LG; 2 X DANGER DECALS ON BLANK | Signs
17973 | SIGN | ' CAUTION 2 SEPARATE SOURCES OF 11 KV SUPPLY ';ALUMINIUM;3M YELLOW RETROREFLECTIVE VINYL BACKGROUND; 300 MM LG X 100 MM W X 2 MM THK;12 MM | Signs
17785 | SIGN | ATTENTION EQUIPMENT AT RISK;PLASTIC; ACCESS RESTRICTIONS APPLY AT SITE; RETROFLECTIVE,SCREEN PRINTED; PACK OF 1; | Signs
17732 | SIGN | LEGEND-SAFETREE;MAGNETIC RUBBER; RETROREFLECTIVE;210 MM LG,185 MM W; U/W STOCK CODE 17731;PACK OF 100,PACK WEIGHT 2 KG;ISSUE AS PAIR; | Signs
17731 | SIGN | LEGEND-AUTHORISED CONTRACTOR WORKING WITH ENERGEX (LOGO);MAGNETIC RUBBER; RETROREFLECTIVE;325 MM LG,210 MM W;FOR SAFETREE SIGN REFER STOCK CODE 17732; | Signs
17383 | SIGN | Kerb Marker, 150 x 100mm, ENERGEX ELECTRIC CABLE, Cast Al, Raised lettering 2mm H, c/w 2 Lugs for Fixing into Concrete Base, (P100) | Signs
17330 | SIGN | (ENERGEX LOGO) LEGEND - AUTHORISED CONTRACTOR WORKING WITH ENERGEX; MAGNETIC RUBBER;SCREEN PRINTED, BACKGROUND DARK BLUE (PMS289),LOGO | Signs
17320 | SIGN | (LOGO)ENERGEX-SUBSTATION-(IDENTIFICATION BLANK); ALUMINIUM; 900x600x2 MM; BLACK BACKGROUND; WHITE LETTERS, COLOUR LOGO; FOR ZONE SUBSTATIONS;SUBSTATION | Signs
16980 | SIGN | WARNING - BEFORE ENTERING TRANSFORMER ENCLOSURE, ALL DOORS SHALL BE LATCHED OPEN; RETROREFLECTIVE, SCREEN PRINTED; 360 x 200MM, 2 MM THK; | Signs
2499127 | SIGN | Flex DNOB 150mm x 75mm d/s laminated reflective (Do Not Operate) banner tags with 10mm hole | Signs
2499010 | SIGN | Flex DNOB 90mm x 50mm d/s laminated reflective (Do Not Operate) banner tags with 10mm hole | Signs
2498798 | SIGN | ABS Plastic, 'ENERGY SYSTEM WORK AUTHORITY', 360 x 340 x 3mm White Text 47 x 47mm, Arial, Purple B/Ground c/w 12mm Punched Holes | Signs
2498319 | SIGN | HV BESS Fire Emergency Response Plan, Al, 1200 x 1400mm, Class 1.6, Non-Reflective, Corners Drilled for Mounting | Signs
2489201 | SIGN | Crew on Line Lockable Tag, 90 x 43 x 1mm Al with 10mm Hole, Double Sided Class 2 Reflective, " DANGER CREW ON LINE" Sticker | Hardware & Tools
2485506 | SIGN | Warning, X, DANGER, DO NOT CLIMB! POLE DEFECTIVE, Energex Logo, Climbing Deterrent for Unservicable Customer Poles, Dwg 10-7-1-1 A | Signs
2439719 | SIGN | Warning Sign, Magnetic, "DANGER RISK OF ELECTRIC SHOCK, DO NOT APPROACH OPERATING VEHICLE", 300 x 200 x 0.08mm, for HV Live Work Vehicles | Signs
2439727 | SIGN | Warning Sign, PPL Material, "DANGER RISK OF ELECTRIC SHOCK, DO NOT APPROACH OPERATING VEHICLE", 300 x 200 x 3mm, for HV Live Work Vehicles | Signs
2482263 | SIGN | DANGER, DO NOT CLIMB, ACCESS IS RESTRICTED, Energex Logo, Climbing Deterrent for Suspect Poles, Dwg 29122-A3-7 | Signs
2482248 | SIGN | DANGER, DO NOT ENTER HIGH VOLTAGE, Energex Logo, for Steel Lattice Tower Fence, Dwg 29122-A3-5 | Signs
2478733 | SIGN | Subs Security Signage, PPL, 140 x 100 x 1.2mm, Blue Text on White B/Ground, Text & Colouring as per Dwg EESS-10181-93 | Signs
2478725 | SIGN | Subs Security Signage, Al, 450 x 300 x 1.6mm, White Text on Black B/Ground, Text & Colouring as per Dwg EESS-10181-92 | Signs
2478717 | SIGN | Subs Security Signage, Al, 185 x 160 x 3mm, Engraved Lettering, Text & Colouring as per Dwg EESS-10181-91 | Signs
2478709 | SIGN | Subs Switchyard Signage, Al, 450 x 300 x 1.6mm, Black Text on Yellow B/Ground, Text & Colouring as per Dwg EESS-10181-90 | Signs
2476323 | SIGN | Temporary Snap on Sign, Plastic, NO PARKING, 350 x 350mm, Sign Slips into Traffic Cone | Signs
2472355 | SIGN | Al Plate, "WORKING ON CAPACITOR BANK", Capacitor Bank Enclosure Entry Information, 300 x 350mm, EESS-10181-89 | Signs
2472348 | SIGN | Al Plate, "DANGER-HIGH VOLTAGE AT GROUND LEVEL", Capacitor Bank Enclosure Entry, 450 x 300mm, EESS-10181-88 | Signs
2438042 | SIGN | Warning Sign, "DANGER - NETWORK ACCESS RESTICTION APPLIES", 300 x 450mm, Non-Reflective, 4 x Rd Each Corner, Dwg 901978-32 | Signs
25442 | SIGN | Warning; In Slab Earthing Do Not Remove Unless Testing;90mm x 50mm x 1.6mm; Yellow Aluminium Retro Reflective; Rounded Corners; 4x5mm holes | Signs
2441343 | SIGN | A-Frame, "ASBESTOS WORK IN PROGRESS", 350 x 600mm, Black Text, Yellow B/Ground B/Ground | HS & PPE
25472 | SIGN | Warning Sign, Plastic, "WARNING - HIGH IMPEDANCE TRANSFORMER 63A FUSE ONLY", 120 x 45mm, Black Text, Yellow B/Ground, Dwg 11960-A4 | Signs
2465979 | SIGN | ARROW, AI, 220 X 120 X 1.6MM; CLASS1 MATERIAL, RED SCREEN PRINTED ARROW WITH ENERGY QUEENSLAND GROUP LOGO CUT-OUT; WHITE REFLECTIVE B/GROUND C/W | Signs
25073 | SIGN | MECHANISM E; WHITE BACK, BLACK LETTERS; GRAVOPLY II (1.5mm thk) OR EQUIV;35MMH X 60MM LG; REPLACES FORM 9002; NO LOGO/ DATE/FORM#; STOCK-CODE ENGRAVED ON | Signs
30090 | SIGN | ALPHA NUMERIC COMBINATION TO BE ADVISED WITH ORDER; PLATE,KALABOUR BRONZE ;60 MM L x 30 MM H x 1.2 MM W/ ADHESIVE BACKING. PREFIX WITH"ENERGEX PLANT I.D" | Signs
21064 | SIGN | DANGER-HIGH VOLTAGE CABLE COMPARTMENT ;ALUMINIUM;RETROREFLECTIVE;360 MM LG, 340 MM W,1.6 MM THK;FOR SUBSTN USE; | Signs
22094 | SIGN | WARNING-IF EQUIPMENT IS DAMAGED OR UNSECURED CONTACT ENERGEX ON 131253; ALUMINIUM;RETROFLECTIVE;180 MM LG X 85 MM W X 2 MM THK;PACK OF 50; | Signs
22054 | SIGN | DANGER-CONSTRUCTION SITE;UNAUTHORISED PERSONS KEEPS OUT;CORFLUTE; 600 MM X 450 MM;WHITE BACKGROUND;BLACK LETTERING;PART OF SUBSTN BARRIER | Signs
22053 | SIGN | LEGEND-NOT ELECTRICALLY CONNECTED; PROPERTY OF ENERGEX;CORFLUTE; 600 MM X 600 MM;WHITE BACKGROUND;BLACK LETTERING;U/W SC21366 SAFETY FLAGS; | Signs
21849 | SIGN | WARNING-MAIN EARTH GRID CONNECTION; DO NOT REMOVE;90 MM W;50 MM H;1.6 MM YELLOW/BLACK ROWMARK; | Signs
12957 | SIGN | WARNING DO NOT OPEN DOOR UNTIL EQUIPMENT IS TESTED & EARTHED;ABS PLASTIC;SCREEN PRINTED;360 MM LG,200 MM W,3 MM THK;FOR USE WITH A/F COUPLING EQUIPMENT; | Signs
21507 | SIGN | SIDE 1;WARNING;LEGEND;RESTRICTED OPERATING CONDITIONS APPLY;SIDE 2; WARNING;LEGEND;ABB " U " SERIES SWITCH; ALUMINIUM,90 MM LG,42 MM W,2 MM THK; | Signs
21317 | SIGN | THIS ABS HAS BEEN FITTED WITH BURIED EARTHING MAT AS PER ABS EARTHING IN THE OVERHEAD CONSTRUCTION MANUAL; ANODISED ALUMINIUM, BRONZED SILVER; | Signs
23864 | SIGN | AUTHORISED PERSONS ONLY; ALUMINIUM; RETROREFLECTIVE; 450MM H, 330MM W, 2MM THK; AS 1319; | Signs
24153 | SIGN | DANGER, DO NOT CLIMB, Energex Logo, Climbing Deterrent for High Risk Steel Lattice Towers, Dwg 29122-A3-3 | Signs
24143 | SIGN | HV EARTHING DANGER SIGN; FOR USE IN MEN AREAS; | Signs
23420 | SIGN | WARNING CONFINED SPACE BY PERMIT ONLY; ALUMINIUM;YELLOW 3M RETROFLECTIVE; 3271; CLASS 2; 300MMX200MM; | Signs
23412 | SIGN | WARNING CONFINED SPACE BY PERMIT ONLY; ALUMINIUM;YELLOW 3M RETROFLECTIVE; 3271; CLASS 2;210MMX150MM; | Signs
23391 | SIGN | DANGER HIGH VOLTAGE, KEEP ROOF CLEAR AT ALL TIMES;ALUMINIUM;RETROFLECTIVE; 200 MM LG, 115 MM WIDE, 0.55 MM THK; OACK OF 10 | Signs
23144 | SIGN | F8601 CONSTRUCTION SITE SIGN; 100 OFF 450MM (H) X 300MM (W) ON 3.3 WHITE CORFLUTE; | Signs
22699 | SIGN | WARNING - CB LOCATING PIN IS DISABLED; ABS PLASTISCREEN PRINTED;YELLOW REFLECTIVE SHEETING;WITH BLACK SCREEN PRINT;90 MM LG,50 MM W,3 MM THK; | Signs
24863 | SIGN | WARNING-HIGH IMPEDANCE TRANSFORMER 80A FUSE ONLY; BLACK LETTERING ON YELLOW ENGRAVING PLASTIC; 120 MM W X 45 MM LG; PACK OF 10;APX PACK WEIGHT 1.0 KG; | Signs
23862 | SIGN | *DANGER-ANTI CLIMBING DEVICE INSTALLED* WHITE RETROFLECTIVE CLASS 2; 1.8MM THICK 170H X 180W; AS1319; 2XM10 HOLES ALUMINIUM | Signs
24115 | SIGN | LOW LIVE PARTS KEEP CLEAR; ALUMINIUM RETRO REFLECTIVE; 220mm x 180mm x 1.6mm THICK; DRAWING 2900-A3 D52 | Signs
24116 | SIGN | DANGER HIGH VOLTAGE SYMBOLIC, Alum Retro Reflective, 220mm Dia, 1.6mm Thk, Dwg 2900-A3 D53 | Signs
24154 | SIGN | DANGER, HIGH VOLTAGE, DO NOT CLIMB, Climbing Deterrent for Transmission Structures, Dwg 29122-A3-4 | Signs
22893 | SIGN | Al, "WARNING, INSUFFICIENT CLEARANCE AS PER AS2067, ACCESS RESTRICTIONS APPLY", Printed Both Sides, 500 x 300 x 1.6mm, Black Text, Yellow Retroreflective Sht | Signs
22878 | SIGN | Al, DANGER ELECTRICITY (Size 3), 180 x 100 x 1.6mm, White Class 2 RetroReflective, Dwg 2900-A3 SHT D38, Pack of 10 | Signs
22873 | SIGN | (LOGO) ENERGEX;(DESIGNATION BLANK); ALUMINIUM;RETROFLECTIVE;180 MM LG X 100 MM W;2 MM THICK;LETTERS & COLOURING AS PER DWG;FOR LOW VOLTAGE DISTRIBUTION | Signs
22868 | SIGN | CONSTRUCTION SITE SIGN;1200 X 900 PVC SIGN;***NOTE:THERE IS AN ALTERNATIVE A3 SIZE SIGN,FOR ORDERING REFER FORM 8601; *** | Signs
22462 | SIGN | Gravoply Clear Perspex, Legend ISOLATED, 80 x 25 x 23mm, Red with White Text, 60 x 20mm, Dwg CCSTD-AR081-01, suit 1A Fuse Link | Signs
22461 | SIGN | Gravoply Clear Perspex, Legend OUT OF SERVICE, 80 x 25 x 23mm, Yellow with Black Text, 60 x 20mm, Dwg CCSTD-AR081-01, suit 1A Fuse Link | Signs
22460 | SIGN | Gravoply Clear Perspex, Legend NON-COMMISSIONED, 80 x 25 x 23mm, White with Black Text, 60 x 20mm, Dwg CCSTD-AR081-01, suit 1A Fuse Link | Signs
22304 | SIGN | WARNING-TRANSFORMER NEUTRAL CONNECTION;DO NOT DISCONNECT;90 MM LG; 42 MM W;1.6 MM THK;YELLOW/BLACK ALUMINIUM;USED IN SUBSTNS; | Signs
21321 | SIGN | SIDE 1;HAZARDOUS CONDITION TAG;LEGEND; ONLY REMOVE ON DIRECTION FROM SWITCHING CO-ORDINATOR;SIDE 2;WARNING; LEGEND;HAZARDOUS CONDITION;ALUMINIUM, | Signs
21240 | SIGN | WARNING-FALLING AND TRIPPING HAZARDS, ACCESS PROHIBITED;360 MM W,200 MM H, 3 MM THK ABS PLASTIC; | Signs
20712 | SIGN | MDCF MAXIMUM DEPTH CONCRETE FOUNDATION; WOOD POLE FOUNDATION LABEL;LETTERS MDCF TO BE PLACED VERTICAL;1.2 MM ANODISED ALUMINIUM WITH SPECIAL BRONZE SURFACE | Signs
20890 | SIGN | Kerb Marker, 38mm Dia, 1.6mm H, "E", S/STEEL, c/w S/STEEL MUSH HD Spikes, (P50) | Signs
20831 | SIGN | LEGEND-MOBILE GENERATOR EARTHING POINT;1.6 MM THK ALUMINIUM PLATE;GREEN REFLECTIVE BACKGROUND;WHITE VINYL 10 MM H LETTERING;AS PER DWG 9202-A4; | Signs
20783 | SIGN | WARNING-REMOTE HIGH VOLTAGE EARTH; BLACK LETTERING ON YELLOW ENGRAVING ABS PLASTIC; 80 MM W X 45 MM LG;REFER DWG 9154-A4;PACK OF 10,PACK WEIGHT 1.0 KG; | Signs
20782 | SIGN | WARNING-REMOTE HV EARTH DUE TO PROXIMITY OF TELSTRA PLANT;1.6 MM ALUMINIUM;YELLOW REFLECTIVE BACKING; BLACK VINYL LETTERS;180 MM H X 150 MM W; | Signs
20703 | SIGN | DANGER -415 V SUPPLY BEHIND COVER;RED EZYGRAVE PLASTIC;ENGRAVED;LEGEND TO BE UNDERLINED;70 MM LG,30 MM W, 415 V SUPPLY (7 MM H WHITE LETTERING), | Signs
20702 | SIGN | WARNING-DRY TYPE TRANSFORMER WILL TRIP IF DOOR IS OPENED;YELLOW EZYGRAVE PLASTIC;ENGRAVED;LEGEND TO BE UNDERLINED;100 MM LG,80 MM W,10 MM H | Signs
20701 | SIGN | LEDGEND-MDI BOX;WHITE EZYGRAVE; ENGRAVED;100 MM LG,40 MM W,20 MM BLACK LETTERING;PACK OF 10,PACK WEIGHT 1.0 KG ; | Signs
20251 | SIGN | Kerb Marker, 155 x 65 x 2mm, ELECTRIC CABLE IN ROAD, S/STEEL Plate, c/w QTY 2 x 6mm Holes & QTY 2 x 50 x 5mm S/STEEL Mush HD Spikes | Signs
20177 | SIGN | CAUTION;TRIP HAZARDS EXIST WITHIN THIS LOCATION;PLASTIC;RETROREFLECTIVE; 200 MM LG,150 MM W, 3 MM THK;PACK OF 200,PACK WEIGHT 4.0 KG; | Signs
20176 | SIGN | CAUTION-WATCH YOUR STEP;PLASTIC; RETROREFLECTIVE;200 MM LG,150 MM W, 3 MM THK;PACK OF 200,PACK WEIGHT 4.0 KG; | Signs
20142 | SIGN | DANGER-ENTRY INTO CAP BANK ENCLOSURE WITH CLAUSES 1-6 AS PER DWG;ALUMINIUM, SHEETED & SCREEN PRINTED;170 MM W, 320 MM H X 1.6 MM THK;LETTERING & | Signs
19167 | SIGN | VOLTAGE TIE BOARD;LEGEND-VOLTAGE TIE; YELLOW PLASTIC BACKGROUND,WITH BLACK LETTERING;180 MM LG,85 MM W;PACK OF 10,PACK WEIGHT 2.20 KG; | Signs
16976 | SIGN | DANGER - DO NOT REMOVE BARRIER OR ENTER UNTIL EQUIPMENT IS TESTED AND EARTHED; ALUMINIUM;RETROREFLECTIVE,SCREEN PRINTED ;360 MM W,170 MM H,2 MM THK;PACK OF 1; | Signs
16858 | SIGN | Warning, "DANGER ELECTRICAL APPARATUS NOW ALIVE", Colour Photocopy, Laminated, 286 x 195mm, Red, White & Black (P20) | Signs
16806 | SIGN | THIS SUBSTATION FENCE IS CONNECTED TO THE MAIN SUBSTATION EARTHING SYSTEM;ALUMINIUM;RETROREFLECTIVE, BLACK LETTERING;360 x 20MM | Signs
16805 | SIGN | WARNING THIS IS A FREE STANDING SUBSTATION FENCE ISOLATION PANEL AND IS NOT EARTHED, Al, 360 x 200 x 2mm, Yellow Retro Reflective Class 2 B/Ground, Text | Signs
16804 | SIGN | THIS SUBSTATION FENCE IS SEPARATELY EARTHED AND ISOLATED FROM THE MAIN SUBSTATION EARTHING SYSTEM;ALUMINIUM; RETROREFLECTIVE,SCREEN PRINTED;360 MM | Signs
14533 | SIGN | SWL 35 KN (HAULING ONLY);A.B.S. PLASTIC; 120 MM LG,50 MM W,3 MM THK;WALL MOUNTING ;FOR USE WITH CABLE PULLING EYE STOCK CODE 14386;PACK OF 10,PACK WEIGHT 10 KG; | Signs
13652 | SIGN | DANGER HIGH VOLTAGE (SYMBOLIC);ALUMINIUM ;RETROREFLECTIVE;320 MM DIA,2 MM THK; AS1319-1983;PACK OF 10; | Signs
13207 | SIGN | DANGER-WAIT 5 MINS BEFORE TESTING & EARTHING BELOW FUSES;ALUMINIUM;SHEETED & SCREEN PRINTED;180 MM W,170 MM H,2 MM THK;LETTERING & COLOURS AS PER DWG; | Signs
17034 | SIGN | VINYL ADHESIVE STICKER, YELLOW BACK- GROUND, BLACK TEXT;ASBESTOS FIBRES, AVOID CREATING DUST,BREATHING ASBESTOS DUST MAY CAUSE SERIOUS BODILY HARM; | Signs
16439 | SIGN | DANGER-CAPACITOR CAN METAL WORK SHALL BE CONSIDERED LIVE UNTIL SAFETY EARTHS APPLIED;ALUMINIUM;SCREEN PRINTED; 180 MM LG,170 MM W,2 MM THK; | Signs
16409 | SIGN | LETTERING & COLOUR AS PER DWG,KIT OF 6 SIGNS,WHITE ABS PLASTIC;FOR EXTERNAL TELEPHONE LINE ISOLATION SYSTEM;PACK OF 1,PACK WEIGHT 1.50 KG; | Signs
15336 | SIGN | ENERGEX BURIED ELECTRIC CABLES;ALUMINIUM ;ANODISED BLACK;185 MM LG,100 MM W,2 MM THK;BLACK ON NATURAL;AS1231 & AS1956;TO BE AFFIXED TO POST (STOCK CODE 14094); | Signs
15335 | SIGN | ENERGEX BURIED ELECTRIC CABLES IN THIS VICINITY;ALUMINIUM;ANODISED BLACK;185 MM LG,100 MM W,2 MM THK;BLACK ON NATURAL ;AS1231 & AS1956;TO BE AFFIXED TO POST | Signs
12198 | SIGN | Warning Sign, Al, "DANGER HIGH VOLTAGE", Size 3, RetroReflective Class 2, 100 x 180 x 1.6mm, Pack of 10 | Signs
15516 | SIGN,TRAFFIC | PEDESTRIANS WATCH YOUR STEP;VINYL;BLACK LETTERS;YELLOW BACKGROUND;900 MM LG, 600 MM W;CLASS 1W;C/W 2 ALUMINIUM TUBES & TWO HOOKS,FOR ATTACHING TO A FRAMES, | Signs
19144 | SIGN,TRAFFIC | PREPARE TO STOP;RED BACKGROUND,WHITE LETTERING;600 MM LG,600 MM W;CLASS 1W; VELCRO BACKED;PACK OF 1;U/W STAND,SIGN, COLLAPSIBLE SC15519,A FRAME SC18042;U/W | Signs
22038 | SIGN,TRAFFIC | DRIVE SAFELY;WHITE TEXT ON BLUE RETROREFLECTIVE BACKGROUND;CLASS 1W; 1200 MM LG,300 MM W;FOR ROADWAY SIGNAGE SCHEME;U/W END ROAD WORKS & SPEED | Signs
22024 | SIGN,TRAFFIC | SPEED RESTRICTION 100 KM/H;BLACK NUMERALS;RED CIRCLE ON WHITE RETRO REFLECTIVE BACKGROUND;(R4-1);CLASS 1W; 600 MM X 600 MM;VELCRO BACKED;U/W | Signs
22023 | SIGN,TRAFFIC | SPEED RESTRICTION 70 KM/H;BLACK NUMERALS;RED CIRCLE ON WHITE RETRO REFLECTIVE BACKGROUND;(R4-1);CLASS 1W; 600 MM X 600 MM;VELCRO BACKED;U/W | Signs
22022 | SIGN,TRAFFIC | SPEED RESTRICTION 50 KM/H;BLACK NUMERALS;RED CIRCLE ON WHITE RETRO REFLECTIVE BACKGROUND;(R4-1);CLASS 1W; 600 MM X 600 MM;VELCRO BACKED;U/W | Signs
22021 | SIGN,TRAFFIC | END ROAD WORK SIGN;BLACK LETTERING ON YELLOW RETRO REFLECTIVE BACKGROUND CLASS 1W;600 MM X 600 MM;VELCRO BACKED; U/W SC15519 STAND,A FRAME SC18042 & | Signs
21175 | SIGN,TRAFFIC | FABRIC,PEDESTRIANS ARROW LEFT;BLACK LEGEND& BORDER ON YELLOW RETRO- REFLECTIVE BACKGROUND;CLASS 1W;1200 MM ,LG 300 MM H;VELCRO BACKED;PACK OF 1; | Signs
21174 | SIGN,TRAFFIC | FABRIC,PEDESTRIANS ARROW RIGHT;BLACK LEGEND& BORDER ON YELLOW RETRO- REFLECTIVE BACKGROUND;CLASS1W;1200 MM LG 300 MM H;VELCRO BACKED;PACK OF 1;U/W | Signs
20250 | SIGN,TRAFFIC | TELESCOPIC STOP/SLOW SIGN;450 MM DIA BAT ;ALL ALUMINIUM HANDLE,EXTENDS FROM 1200 MM TO 2600 MM;(STOP) RED REFLECTIVE CLASS 1W BACKGRD WHITE LETTERING;(SLOW) | Signs
19178 | SIGN,TRAFFIC | ELECTRIC WIRES DOWN;WHITE RETROREFLECTIVE LETTERS ON RED RETROREFLECTIVE BACKGROUND;CLASS 1W; 1200 MM LG, 900 MM H;PACK OF 1;U/W | Signs
19177 | SIGN,TRAFFIC | METAL SIGN;PEDESTRIANS ARROW LEFT ;BLACK LEGEND & BORDER ON YELLOW RETROREFLECTIVE BACKGROUND;CLASS 1W; 1200 MM LG,300 MM H;PACK OF 1; | Signs
19176 | SIGN,TRAFFIC | METAL SIGN;PEDESTRIANS ARROW RIGHT; BLACK LEGEND & BORDER ON YELLOW RETROREFLECTIVE BACKGROUND;CLASS 1W; 1200 MM LG,300 MM H;PACK OF 1; | Signs
19175 | SIGN,TRAFFIC | PEDESTRIANS WATCH YOUR STEP;BLACK LEGEND & BORDER ON YELLOW RETROREFLECTIVE BACKGROUND;CLASS 1W;1200 MM LG,900 MM H; 1200 MM X 300 MM AT BASE LEFT BLANK FOR | Signs
19174 | SIGN,TRAFFIC | SPEED RESTRICTION 80 KM/H;BLACK NUMERALS ,RED CIRCLE ON WHITE RETROREFLECTIVE BACKGROUND;CLASS 1W;600 MM LG,600 MM W, VELCRO BACKED; | Signs
19147 | SIGN,TRAFFIC | TEMPORARY HAZARD MARKER (HORIZONTAL ARROW);CLASS 1W;1200 MM LG,300 MM W; VELCRO BACKED;PACK OF 1;U/W STAND,SIGN, COLLAPSIBLE SC15519 & A FRAME SC18042; | Signs
19146 | SIGN,TRAFFIC | REDUCE SPEED;RED BACKGROUND,WHITE LETTERING;CLASS 1W;1200 MM LG,300 MM W; VELCRO BACKED;PACK OF 1;U/W STAND,SIGN ,COLLAPSIBLE SC15519,A FRAME SC18042; | Signs
19143 | SIGN,TRAFFIC | SPEED RESTRICTION 60 KM/H;BLACK NUMERALS,RED CIRCLE ON WHITE BACKGROUND; CLASS 1W;600 MM LG,600 MM W;VELCRO BACKED;PACK OF 1;U/W STAND,SIGN, | Signs
15518 | SIGN,TRAFFIC | WORKERS AHEAD (SYMBOLIC);VINYL;BLACK FIGURES;FLAME ORANGE BACKGROUND; 1200 MM LG,900 MM W; CLASS 1W;C/W 2 ALUMINIUM TUBES; AS1742;PACK SIZE | Signs
18043 | SIGN,TRAFFIC | WORKER'S AHEAD (SYMBOLIC VINYL BLACK FIGURE);ON RETROREFLECTIVE FLUORSCENT ORANGE BGROUND;CLASS 1W;900 MM LG,600 MM 2 GALV TUBES & 2 HOOKS;C/W STAND SC18041 | Signs
19141 | SIGN,TRAFFIC | WORKERS AHEAD (SYMBOLIC) VINYL BLACK FIGURE;ON RETROREFLECTIVE FLUORSCENT ORANGE BACKGROUND;CLASS 1W;600 MM LG, 600 MM W;VELCRO BACKED;PACK OF 1;U/W | Signs
19142 | SIGN,TRAFFIC | SPEED RESTRICTION 40 KM/H;BLACK NUMERALS,RED CIRCLE ON WHITE BACKGROUND; CLASS 1W;600 MM LG,600 MM W;VELCRO BACKED;PACK OF 1;U/W STAND,SIGN, | Signs
15716 | SIGN,TRAFFIC | WORK AREA;VINYL;BLACK LETTERING;YELLOW BACKGROUND;900 MM LG,600 MM W; CLASS 1W; C/W 2 GALV TUBES & 2 HOOKS; FOR USE WITH COLLAPSIBLE STAND,STOCK CODE 18041; | Signs
2477859 | SILICA GEL | Reusable Moisture Absorber, c/w Built In Indicator That Turns From Blue to Pink, 200g | Tools & Equipment
2459196 | SILICONE COMPOUND | Molykote 111, Silicone Oil, Lubricant & Sealant, Water Resistant, White Translucent | General Hardware
16138 | SKIN PROTECTIVE COMPD,CHEMICAL BARRIER | EMULSION;SKIN DEFENSE;WATER SOLUBLE; FOR PROTECTION AGAINST DIRT, GREASE & OILS; PREVENTS PERSPERATION/SKIN SOFTENING WHEN WEARING GLOVES;1000 ML BOTTLE | PPE, Hardware & Tools
22923 | SKIN PROTECTIVE COMPD,CHEMICAL BARRIER | NEAT 3B ACTION CREAM;PREVENTS SKIN RASH & CHAFING BETWEEN THE THIGHS & BETWEEN THE BUTTOCKS; | PPE, Hardware & Tools
17018 | SKIN PROTECTIVE COMPD,CHEMICAL BARRIER | EMULSION;SKIN DEFENSE;WATER SOLUBLE;FOR PROTECTION AGAINST DIRT, GREASE & OILS; PREVENTS PERSPERATION/SKIN SOFTENING WHEN WEARING GLOVES;100ML TUBE | PPE, Hardware & Tools
6678 | SLAB,CONCRETE,PRE-CAST | FOR ELECTRICAL POWER CABLE JOINT PROTECTION;STEEL REINFORCED CONCRETE; 1000 MM LG,400 MM W,40 MM THK;MARKED "ENERGEX ELECTRICITY CABLE";PACK OF 12; | Concrete Assemblies
5975 | SLEEVE,COMPRESSION | FULL TENSION COMPRESSION;MULTIPIECE ALUMINIUM ALLOY/STEEL;ACSR/GZ; 30/3.00 MM +7/3.00 MM ACSR/GZ (LEMON); TO BE MARKED AS PER AS1154-1;PROJECT | Line Hardware
5986 | SLEEVE,COMPRESSION | FULL TENSION COMPRESSION;ALUMINIUM ALLOY ;AAC;37/3.00 MM AAC (SATURN);TO BE MARKED AS PER AS1154-1;BOX OF 1; FOR DIE 38-284AL REFER SC02143; | O/Head Line
5984 | SLEEVE,COMPRESSION | FT, Moon, 7/4.75 AAC, Hex Die 22.0mm A/F, Al, AS1154-1 | Line Hardware
5985 | SLEEVE,COMPRESSION | FULL TENSION COMPRESSION;ALUMINIUM ALLOY ;AAC;19/3.75 MM AAC (PLUTO);TO BE MARKED AS PER AS1154-1;BOX OF 1; | Line Hardware
5987 | SLEEVE,COMPRESSION | FULL TENSION COMPRESSION;ALUMINIUM ALLOY ;ACSR;6/4.75 MM + 7/1.60 MM ACSR (CHERRY );TO BE MARKED AS PER AS1154-1;BOX OF 1; FOR DIE 38-220AL REFER SC15102; | Line Hardware
5991 | SLEEVE,COMPRESSION | NON TENSION COMPRESSION;ALUMINIUM ALLOY; AAC;37/3.00 MM AAC (SATURN);TO BE MARKED AS PER AS1154-1;BOX OF 1;PACK WEIGHT 232 G; | Line Hardware
23777 | SLEEVE,COMPRESSION | FT, Mercury 7/4.50 AAC, Wasp 7/0.173, Hex Die 21.0mm A/F, Al, AS1154-1 | Line Hardware
23776 | SLEEVE,COMPRESSION | FT, Fly, 7/0.134 AAC (7/3.40), 18.0mm A/F, Al, AS1154-1 | Line Hardware
12782 | SLEEVE,COMPRESSION | PRE-INSULATED FULL TENSION COMPRESSION; INSULATED AL ALLOY;COMPACTED AL;95 SQ MM LV ABC;FOR NON-TENSION APPLICATIONS ALSO ;BOX OF 10;U/W DIE,STOCK CODE 17975; | Line Hardware
11315 | SLEEVE,COMPRESSION | FULL TENSION COMPRESSION;ALUMINIUM ALLOY ,GDE 1120;AAAC/1120;19/4.75 MM AAAC/1120 OXYGEN);TO BE MARKED AS PER AS1154-1; PROJECT USAGE; | Line Hardware
11082 | SLEEVE,COMPRESSION | FULL TENSION COMPRESSION;ALUMINIUM ALLOY ;AAC;7/3.00 MM AAC (LIBRA);TO BE MARKED; AS PER AS1154-1;BOX OF 20; | Line Hardware
11080 | SLEEVE,COMPRESSION | FULL TENSION COMPRESSION;ALUMINIUM ALLOY ;ACSR;6/3.00 MM + 1/3.00 MM ACSR/GZ (APPLE);TO BE MARKED AS PER AS1154-1, (RECOMMENDED DIE OF 38-173 AL); | Line Hardware
8797 | SLEEVE,COMPRESSION | FT, Mars, 7/3.75 AAC, Hex Die 18.0mm A/F, Al, AS1154-1 | Line Hardware
8669 | SLEEVE,COMPRESSION | NON TENSION COMPRESSION;ALUMINIUM ALLOY; AAC;19/3.75 MM AAC (PLUTO/NEON);TO BE MARKED AS PER AS1154-1;BOX OF 1; | Line Hardware
8277 | SLEEVE,COMPRESSION | FULL TENSION COMPRESSION;ALUMINIUM ALLOY ACSR;6/3.75 MM + 1/3.75 MM ACSR (BANANA);470 MM MIN LG;TO BE MARKED AS PER AS 1154-1;BOX OF 1; | Line Hardware
5990 | SLEEVE,COMPRESSION | NON TENSION COMPRESSION;ALUMINIUM ALLOY; AAC;AAAC/;7/4.75 MM AAC (MOON);7/4.75 AAAC/(IODINE);USE DIE SC11084;17.3 A/F WIDTH 22 MM;AS1154-1;CTN OF 20;PACK | Line Hardware
18738 | SLEEVE,COMPRESSION | FT, suit 30/7/2.50 ACSR, 30/7/.102 ACSR, 19/3.75 AAAC, 19/3.75 AAC, 37/.102 AAC, Hex Die A/F 26.2mm | Line Hardware
17500 | SLEEVE,COMPRESSION | FULL TENSION COMPRESSION;COPPER TUBE; COPPER COND;7/.048 IMPERIAL 6.35 MM OD TO BE MARKED AS PER AS1154.1;U/W HEX COMPRESSION DIES 38-44 CU STOCK CODE | Line Hardware
17497 | SLEEVE,COMPRESSION | FULL TENSION COMPRESSION;COPPER TUBE; COPPER COND;7/.064 MM;TO BE MARKED AS PER AS1154-1;U/W HEX COMPRESSION DIES 38-63 CU;STOCK CODE 17499;PACK OF 1; | Line Hardware
17317 | SLEEVE,COMPRESSION | FT, HDBC, 7/0.104" (Imp), Hex Die 10.4mm A/F, Cu, Utilux p/n TGCS2, for use on this cable only (P50) (scm) | Line Hardware
17257 | SLEEVE,COMPRESSION | FULL TENSION COMPRESSION;COPPER TUBE; COPPER COND;19/.104 OR 19/2.75 TO 19/.104 OR 19/2.75;TO BE MARKED AS PER AS1154.1;U/W HEX COMPRESSION DIE 38-193 | Line Hardware
17256 | SLEEVE,COMPRESSION | FULL TENSION COMPRESSION;COPPER TUBE; COPPER COND;19/.101 TO 19/.104 OR 19/2.75;TO BE MARKED AS PER AS1154-1;U/W HEX COMPRESSION DIE 38-193 CU,STOCK CODE | Line Hardware
15815 | SLEEVE,COMPRESSION | FULL TENSION COMPRESSION;COPPER TUBE; COPPER COND;23 SQ MM;7/.080;TO BE MARKED AS PER AS1154-1;USED WITH HEX COMPRESSION DIES 38-77 CU,STOCK CODE | Line Hardware
20829 | SLEEVE,COMPRESSION | FULL TENSION COMPRESSION;ALUMINIUM ALLOY,GDE 1120;AAAC FOR 7/4.75 MM IODINE ;PACK OF 1; | Line Hardware
20828 | SLEEVE,COMPRESSION | FULL TENSION COMPRESSION;ALUMINIUM ALLOY,GDE 1120;AAAC;37/3.00 MM NITROGEN CONDUCTOR; | Line Hardware
15742 | SLEEVE,COMPRESSION | FULL TENSION COMPRESSION;COPPER TUBE; COPPER COND;66 SQ MM;19/.083;TO BE MARKED AS PER AS1154-1;PACKS OF 50;U/W HEX COMPRESSION DIES 38-130 CU,REFER | Line Hardware
15816 | SLEEVE,ELECTRICAL CONNECTOR | Compression, FT, 19/0.101" HDBC (Imp) & 19/2.56mm HDBC, Cu (scm) | Line Hardware
2491546 | SLEEVE,ELECTRICAL CONNECTOR | H-Tensile, Mechanical Sheer Bolt, 95-240mm2, Tinned Al, Blocked, suit 95 to 240mm2 Standed Sector LV Cable | U/G Accessories
2406755 | SLEEVE,ELECTRICAL CONNECTOR | NT, Shear Bolt, Straight, suit 240mm2 Al Stranded, Solid, 4 Core & 3 Core Round Cable | O/Head Line
2469765 | SLEEVE,ELECTRICAL CONNECTOR | H-Tensile, Mechanical Shear Bolt, 120-300mm2,Tinned Al, Blocked, suit 120 to 300mm2, up to 42kV Cable (scm) | U/G Accessories
18109 | SLEEVE,ELECTRICAL CONNECTOR | Mechanical Shear Bolt, Al-Cu, 95-240mm2, 125mm Lg, Blocked, 4 x Contact Bolts | O/Head Line
23932 | SLEEVE,ELECTRICAL CONNECTOR | Mechanical Shear Bolt, 25-95mm2, 65mm Lg, 5mm Barrier, Al, Blocked, 2 x 13mm A/F Hex Contact Bolts | O/Head Line
23942 | SLEEVE,ELECTRICAL CONNECTOR | Mechanical Shear Bolt, Al-Cu, 185-400mm2 170mm Lg, Blocked, 6 x Contact Bolts | O/Head Line
6380 | SLEEVE,ELECTRICAL POWER CABLE,JOINT | 33 KV HSL STRAIGHT JOINT;COPPER & BRASS; 810 MM LG,63.5 MM DIA,1.2 WALL THK; | Misc Non-Contract Items
20609 | SLEEVE,ELECTRICAL POWER CABLE,JOINT | FOR 33 KV STRAIGHT JOINTS;COPPER SLEEVE; 1 PHASE;SUITS 185 - 800 SQ MM 33 KV CU XLPE/LY/HDPE;125 MM OD COPPER TUBE WITH END CONE/REDUCERS & 2 X 25 MM | U/G Equipment
24992 | SLEEVE,ELECTRICAL POWER CABLE,JOINT | FULL TENSION COMPRESSION SPLICE SUITS 37/3.75 AAAC; PHOSPHORUS; | O/Head Line
22058 | SLEEVE,ELECTRICAL POWER CABLE,JOINT | FOR 33 KV SCREEN BREAK JOINT;NYLON SHEATH INSULATION;COPPER SLEEVE SUITS 185-800 SQ MM CABLE;125 MM OD COPPER TUBE WITH 2 X END CONE REDUCERS; | O/Head Line
19154 | SLEEVE,HARNESS | HARNESS;FOR USE BY LIVE LINE;REFER SC19153 FOR HARNESS FASTENERS (BUTTONS); | Hardware & Tools
24696 | SLEEVE,MARKER,CABLE. | 1.3MM-3MM WIRE MARKERS SLEEVES; 15MM LENGTH; USED FOR CONTROL PANEL WIRING; BOX OF 1000 | Hardware & Tools
24698 | SLEEVE,MARKER,CABLE. | PLASTIC;CLEAR FOR CONTROL PANEL WIRING; 2.5-5MM WIDE X 15MM LONG; BOX OF 1000; | Hardware & Tools
2478550 | SLEEVES,ELECTRICAL WORKERS | Live Line, Class 2, Rubber, Curved, Sleeve Length Extra Small (XS), 21", Red/Yellow, Complies with ASTM D1051 | Hardware & Tools
2493815 | SLEEVES,ELECTRICAL WORKERS | Class 4, Extra Curve, Live Line Sleeves (pair) Length 750mm, Extra Large Size 29.5" | Hardware & Tools
2493807 | SLEEVES,ELECTRICAL WORKERS | Class 4, Extra Curve, Live Line Sleeves (pair) Length 725mm, Large Size 28.5" | Hardware & Tools
2493799 | SLEEVES,ELECTRICAL WORKERS | Class 4, Extra Curve, Live Line Sleeves (pair) Length 675mm, Regular Size 26.5" | Hardware & Tools
2493781 | SLEEVES,ELECTRICAL WORKERS | Class 4, Extra Curve, Live Line Sleeves (pair) Length 610mm, Small Size 24" | Hardware & Tools
2493773 | SLEEVES,ELECTRICAL WORKERS | Class 2, Extra Curve, Live Line Sleeves (pair) Length 750mm, Extra Large Size 29.5" | Hardware & Tools
2493765 | SLEEVES,ELECTRICAL WORKERS | Class 2, Extra Curve, Live Line Sleeves (pair) Length 725mm, Large Size 28.5" | Hardware & Tools
2493757 | SLEEVES,ELECTRICAL WORKERS | Class 2, Extra Curve, Live Line Sleeves (pair) Length 675mm, Regular Size 26.5" | Hardware & Tools
2493740 | SLEEVES,ELECTRICAL WORKERS | Class 2, Extra Curve, Live Line Sleeves (pair) Length 610mm, Small Size 24" | Hardware & Tools
2478576 | SLEEVES,ELECTRICAL WORKERS | Live Line, Class 4, Rubber, Curved, Sleeve Length Extra Small (XS), 21", Red/Yellow, Complies with ASTM D1051 | Hardware & Tools
104658 | SLING | ROUND, 3000MM, EFFECTIVE 3000KG SWL, OUT OF YELLOW POLYESTER, ROUND SLING SYNTHETIC FIBRE, TO AS4497.2; | Hardware & Tools
104660 | SLING | Round, 5000mm, Effective 3000kg SWL, Out Of Yellow Polyester, Round Slings Synthetic Fibre, to AS4497.2 | Hardware & Tools
2427201 | SLING | Rescue Connector Sling, Flat, Short c/w Triple Action Karabiner Each End | Hardware & Tools
2486512 | SLING | Vertical Snake Sling 2 ply 50mm x 1.2m 48kN BLUE | Hardware & Tools
2427219 | SLING | Flat Synthetic Webbing, 25 x 600mm Min Effective Length, Min 32kN | Hardware & Tools
104659 | SLING | Round, 4000mm, Effective 3000kg SWL, Out Of Yellow Polyester, Round Slings Synthetic Fibre, to AS4497.2 | Hardware & Tools
25464 | SLING | CROSS ARM SLING ORANGE FOR GENERATORS ONLY; CROSS ARM SLING 680MM, 750KG WLL FOR LIFTING ORANGE HD; | PPE, Hardware & Tools
2483238 | SLING | Endless, 500mm, 1000Kg SWL, Violet | Height Safety
2483253 | SLING | Endless, 6000mm, 4000Kg SWL, Grey | Height Safety
2483246 | SLING | Endless, 3000mm, 4000Kg SWL, Grey | Height Safety
16961 | SLING,ENDLESS | SYNTHETIC ENDLESS ROUND SLING;POLYESTER WEBBING & POLYURETHANE COATING; 1 M LG; C/W PROTECTIVE SLEEVE OVER WLL TAG 2 TONNE;GREEN COLOUR TO IDENTIFY WORKING | Hardware & Tools
16962 | SLING,ENDLESS | SYNTHETIC ENDLESS ROUND SLING;POLYESTER WEBBING & POLYURETHANE COATING;1.5 M LG; C/W PROTECTIVE SLEEVE OVER WLL TAG 2 TONNE;GREEN COLOUR TO IDENTIFY WORKING | Hardware & Tools
2474575 | SLING,ENDLESS | Round, Synthetic Fibre, 4m, WLL 2 Tonne, Green, AS4497:2018 DIMENSIONS: SAFE WORKING LOAD: | Hardware & Tools
24820 | SLING,ENDLESS | 70T; ROUND SLING; 3 METRES; TAGGED & STENCILLED FOR PULLING ONLY USED WITH POLE EXTRACTION DEVICE | Tools & Equipment
24819 | SLING,ENDLESS | 70T; ROUND SLING; 2 METRES; TAGGED & STENCILLED FOR PULLING ONLY USED WITH POLE EXTRACTION DEVICE | Tools & Equipment
21671 | SLING,ENDLESS | Synthetic Endless Round, c/w Protective Sleeve Over WLL Tag, 3m, 2 Tonne Capacity | Hardware & Tools
22983 | SLING,ENDLESS | Synthetic Endless Round, 2m Lg, 6 Tonne, c/w 1.6m Lg Sleeve, 100mm Web Kooper Cover, for Lifter Borer Only | Hardware & Tools
22988 | SLING,ENDLESS | Synthetic Endless Round, 700mm Lg, c/w Protective Sleeve Over WLL Tag, 2 Tonne, Green Colour to Identify WLL | Hardware & Tools
22987 | SLING,ENDLESS | SYNTHETIC ENDLESS ROUND;2.0 M LG;C/W PROTECTIVE SLEEVE OVER WLL TAG 2 TONNE; GREEN COLOUR TO IDENTIFY (WLL); | Hardware & Tools
21863 | SLING,ENDLESS | SYNTHETIC ENDLESS ROUND SLING; REPLACEMENT ITEM FOR HARNESS KIT; WLL 400 KG;POLYESTER WEBBING;1.5 M LG; RED COLOUR; | PPE, Hardware & Tools
2727 | SLING,EYE | POLYESTER;680 MM LG,50 MM W;750 KG; W/REEVABLE METAL EYES EACH END; AS1353-1974;PACK OF 50,PACK WEIGHT 0.45 KG; | PPE, Hardware & Tools
21862 | SLING,RESCUE EQUIPMENT | Fluoro Yellow, 25mm x 1.2m Lg Round Sling, for Transformer Access Kit | PPE, Hardware & Tools
2468338 | SLING,RESCUE EQUIPMENT | Blue, 25mm x 600mm Lg Round Sling, for Transformer Access Kit | Height Safety
25468 | SLING,RESCUE EQUIPMENT | Orange, 25mm x 2m Lg Round Sling, for Transformer Access Kit | PPE, Hardware & Tools
4061 | SOAP,GRIT | FOR HAND CLEANING;CAKE;BOX OF 100; | General
4038 | SOAP,TOILET | LIQUID HAND SOAP;PEARLY-WHITE,PINK OR BLUE;FRAGRANT ODOUR;5 L BOTTLE, BOX OF 2;REFER STOCK CODE 04094 FOR DISPENSER;PACK WEIGHT 7.0 KG; | General
4063 | SOAP,TOILET | CAKE;125 G;CTN OF 144, PACK WEIGHT 6.0 KG; | General
2478410 | SOCKET | ST-A-EQ Panel Mount Socket, use with CH-A-EQ Switchgear Control Pendant | Substation Accessories
16117 | SOCKET TONGUE. | FORGED STEEL;GALV;70 KN MIN FAILING LOAD ;FOR USE WITH BALL & SOCKET INSULATORS; PACK OF 20,PACK WEIGHT 16 KG; | Forged Fittings
19459 | SOCKET TONGUE. | FORGED STEEL;GALV;160 KN MIN FAILING LOAD;TWISTED ASSEMBLY;U/W BALL & SOCKET INSULATORS;PACK OF 10,PACK WEIGHT 11 KG ; | Forged Fittings
24679 | SOCKET,SOCKET WRENCH | Impact, Female, 13mm, 1/2" Drive, Long Shank | Hardware & Tools
24680 | SOCKET,SOCKET WRENCH | Impact, Female, 15mm, 1/2" Drive, Long Shank | Hardware & Tools
24681 | SOCKET,SOCKET WRENCH | Impact, Female, 16mm, 1/2" Drive, Long Shank | Hardware & Tools
24682 | SOCKET,SOCKET WRENCH | Impact, Female, 17mm, 1/2" Drive, Long Shank | Hardware & Tools
24684 | SOCKET,SOCKET WRENCH | Impact, Female, 21mm, 1/2" Drive, Long Shank | Hardware & Tools
24686 | SOCKET,SOCKET WRENCH | Impact, Female, 24mm, 1/2" Drive, Long Shank | Hardware & Tools
2416980 | SOCKET,SOCKET WRENCH | Male, 5mm for use in Insulated Tool Kit | Tools & Equipment
2416972 | SOCKET,SOCKET WRENCH | Male, 4mm for use in Insulated Tool Kit | Tools & Equipment
104806 | SOCKET,SOCKET WRENCH | Socket Bolt, for Cordless Drill to drive in U/Ground Pillar D Bolts | Hardware & Tools
24892 | SOCKET,SOCKET WRENCH | Impact, 1/2" Square Drive, 50mm Extension | Hardware & Tools
24690 | SOCKET,SOCKET WRENCH | Impact, Female, 32mm, 1/2" Drive, Long Shank | Hardware & Tools
24689 | SOCKET,SOCKET WRENCH | Impact, Female, 30mm, 1/2" Drive, Long Shank | Hardware & Tools
24688 | SOCKET,SOCKET WRENCH | Impact, Female, 27mm, 1/2" Drive, Long Shank | Hardware & Tools
24687 | SOCKET,SOCKET WRENCH | Impact, Female, 25mm, 1/2" Drive, Long Shank | Hardware & Tools
24685 | SOCKET,SOCKET WRENCH | Impact, Female, 23mm, 1/2" Drive, Long Shank | Hardware & Tools
2416949 | SOCKET,SOCKET WRENCH | 1/2", 19mm for use in Insulated Tool Kit | Tools & Equipment
2416931 | SOCKET,SOCKET WRENCH | 1/2", 18mm for use in Insulated Tool Kit | Tools & Equipment
2416923 | SOCKET,SOCKET WRENCH | 1/2", 17mm for use in Insulated Tool Kit | Tools & Equipment
2416915 | SOCKET,SOCKET WRENCH | 1/2", 16mm for use in Insulated Tool Kit | Tools & Equipment
2417038 | SOCKET,SOCKET WRENCH | Male, 10mm for use in Insulated Tool Kit | Tools & Equipment
2417020 | SOCKET,SOCKET WRENCH | Male, 9mm for use in Insulated Tool Kit | Tools & Equipment
2417012 | SOCKET,SOCKET WRENCH | Male, 8mm for use in Insulated Tool Kit | Tools & Equipment
2417004 | SOCKET,SOCKET WRENCH | Male, 7mm for use in Insulated Tool Kit | Tools & Equipment
2416998 | SOCKET,SOCKET WRENCH | Male, 6mm for use in Insulated Tool Kit | Tools & Equipment
2491520 | SOCKET,SOCKET WRENCH | 19mm x 3/8", Square Drive, 6 Point, Impact Rated | Tools & Equipment
2491512 | SOCKET,SOCKET WRENCH | 17mm x 3/8", Square Drive, 6 Point, Impact Rated | Tools & Equipment
2491504 | SOCKET,SOCKET WRENCH | 13mm x 3/8", Square Drive, 6 Point, Impact Rated | Tools & Equipment
2489078 | SOCKET,SOCKET WRENCH | Impact, Female, 18mm, 1/2" Drive, Long Shank | Hardware & Tools
2481752 | SOCKET,SOCKET WRENCH | 1/2" Insulated, 1/2" Whitworth, 12 Point | Tools & Equipment
2481745 | SOCKET,SOCKET WRENCH | Insulated, 1/2", 7/16" Whitworth, 12 Point | Tools & Equipment
2479673 | SOCKET,SOCKET WRENCH | 1/2" Drive, 12-Point, 15mm, 1000V Insulated | Tools & Equipment
2436095 | SOCKET,SOCKET WRENCH | Female, 13 x 56mm, 12 Point 1/2" Drive, Insulated 1000V, for Insulated Tool Kit | Tools & Equipment
24683 | SOCKET,SOCKET WRENCH | Impact, Female, 19mm, 1/2" Drive, Long Shank | Hardware & Tools
2499218 | SOCKET,SOCKET WRENCH | 1/2" Insulated Socket, 19mm 1000V Deep Impact | Hardware & Tools
2497626 | SOCKET,SOCKET WRENCH | D-Bolt Pillar Spanner, 650mm Lg Tube, Machined D-Head Socket & 3/8" Square Head Socket Ends c/w 3/8" to 1/4" Quick Connect Adaptor | Tools & Equipment
18122 | SOCKET,TEST | TEST SOCKET FOR INSPECTION OF NEON INDICATOR,CODE 827 161 005;REFER TO STOCK CODE 18123 FOR INDICATOR VOLTAGE; | Misc Non-Contract Items
2465847 | SODIUM CARBONATE | Washing Soda | HS & PPE
2485555 | SOLAR CELL PANEL | RNG175D, Power Module, Pm¿175, Voc¿21.6, Vmp¿18, Imp¿9.73, Isc¿10.62, Max System Voc¿600V DC, Series Fuse Rating¿15A, Class C, 1328 x 670 x 35mm, for EFD | O/Head Line
3341 | SOLDER,LEAD-TIN ALLOY | 35% TIN,65% LEAD;300 MM LG,25 MM W, 0.5 KG (CAST & ROLLED) STICKS;STAMPED 35/65;AS1834.PACK OF 50,PACK WEIGHT 25 KG;WIPING METAL; | U/G Equipment
3344 | SOLDER,LEAD-TIN ALLOY | 60% TIN,40% LEAD;ACTIVATED RESIN CORE, 5 CORE RESIN,FLUX CLASS 5A;1.6 MM DIA WIRE;AS1834.1 & .2,BS441,BS5625;500 G REELS,PACK OF 10,PACK WEIGHT 10 KG; | U/G Equipment
3345 | SOLDER,LEAD-TIN ALLOY | 60% TIN,40% LEAD;ACTIVATED RESIN CORE, 5 CORE RESIN,FLUX CLASS 5A;0.71 MM DIA WIRE;AS1834.1 & .2,BS441,BS5625;500 G REELS,20 PER PACK,PACK WEIGHT 10 KG; | U/G Equipment
2403483 | SOLDER,LEAD-TIN ALLOY | 50% TIN,50% LEAD;360 MM LG,3.5 MM DIA ROD;STAMPED 50/50;AS1834.1;CONDUCTOR BASTING & GENERAL USE SOFT SOLDER; PACK OF 10,PACK WEIGHT 10 KG; | U/G Equipment
11256 | SOLDER,LEAD-TIN ALLOY | 50% TIN,50% LEAD;ACTIVATED RESIN-CORE, 5 CORE RESIN,FLUX CLASS 5A;3.2 MM DIA WIRE;AS1834.1 & .2,BS441,BS5625;0.5 KG REELS,20 PER PACK,PACK WEIGHT 10 KG; | U/G Equipment
8800 | SOLDER,LEAD-TIN ALLOY | 50% TIN,50% LEAD;360 MM LG,0.25 KG STICKS;STAMPED "50/50";AS1834.1; PACK OF 100, PACK WEIGHT 25 KG;CONDUCTOR BASTING & GENERAL USE; | U/G Equipment
3346 | SOLDER,SILVER ALLOY | 1.6 MM DIA,500/750 MM LG; BLUE TIPPED,45% SILVER;5 ROD PACK; | PPE, Hardware & Tools
21706 | SOLDER,TIN-ZINC ALLOY | 85% TIN,15% ZINC;350 MM LG,15 MM W, 0.25 KG STICKS;AS1834;ALUMINIUM BASTING SOLDER; | U/G Equipment
2406409 | SOLDER,TIN-ZINC ALLOY | 70% TIN,30% ZINC;360 MM LG,15 MM W, 0.25 KG STICKS;STAMPED ENERGEX AL/F AS1834;ALUMINIUM FRICTION SOLDER; PACK OF 80,PACK WEIGHT 20 KG; | U/G Equipment
21493 | SOLENOID, ELECTRICAL | FOR CAPACITOR SECURITY INTERLOCK SYSTEM;32 V DC CONTINOUS;U/W SC21490; | Misc Non-Contract Items
4065 | SOLVENT | Recosol X95, Industrial, Hydrocarbon Solvent, Flammable Clear Liquid, 20L Drum, for Switchgear | Dangerous Goods
24692 | SOLVENT | Magnefix, MAC-05 Conditioner for Hazemeyer RMU Maintenance, 500ml Bottle | General Hardware
15765 | SOLVENT,INDUSTRIAL. | FOR DEGREASING CABLES & INSULATORS;FOOD OIL DISTILLATE;FLAMMABLE LIQUID (FLASH POINT 62 DEG C);946 ML PLASTIC BOTTLE;TO BE USED WITH GLOVES,REFER STOCK CODE | Hardware & Tools
20781 | SOLVENT,INDUSTRIAL. | SEPTONE, ACETONE 1LTR; ACETONE FOR RESINS,GUMS,FATS,OILS,WAXES, RUBBER, PLASTICS,NITROCELLULOSE,LACQUERS, PAINTS,VARNISH, ADHESIVES&RUBBERCEMENTS; | PPE, Hardware & Tools
2469740 | SPACER | 100mm Conduit Spacer, Clip Together 1/2 Piece (Bag of 40 x 1/2 Pieces) | Conduit & Fittings
25030 | SPACER | Antenna Standoff Spacer, Suits EDMI Stick On Antenna | Metering Delivery
2469757 | SPACER | 125mm Conduit Spacer, Clip Together 1/2 Piece (Bag of 34 x 1/2 Pieces) | Conduit & Fittings
700002 | SPACER, SLEEVE | APPROVED MATERIALS ONLY CONDUIT SPACER PLASTIC SUIT 150MM NOT FOR ENERGEX USE | Conduit & Fittings
700004 | SPACER, SLEEVE | APPROVED MATERIALS ONLY CONDUIT HOLD DOWN PLASTIC NOT FOR ENERGEX USE | Conduit & Fittings
700003 | SPACER, SLEEVE | APPROVED MATERIALS ONLY CONDUIT SPACER PLASTIC SUIT 200MM NOT FOR ENERGEX USE | Conduit & Fittings
700005 | SPACER, SLEEVE | APPROVED MATERIALS ONLY CONDUIT HOLD DOWN PLASTIC NOT FOR ENERGEX USE | Conduit & Fittings
700007 | SPACER, SLEEVE | APPROVED MATERIALS ONLY CONDUIT SPACER BLOCK PLASTIC 25MM NOT FOR ENERGEX USE | Conduit & Fittings
700008 | SPACER, SLEEVE | APPROVED MATERIALS ONLY CONDUIT SPACER BLOCK PLASTIC 50MM NOT FOR ENERGEX USE | Conduit & Fittings
700006 | SPACER, SLEEVE | APPROVED MATERIALS ONLY CONDUIT SPACER BLOCK PLASTIC 20MM NOT FOR ENERGEX USE | Conduit & Fittings
24995 | SPACER,CONDUCTOR. | TWINLOK SPACER TO SUIT 37/3.75 AAAC PHOSPHORUS 380MM CONDUCTOR SEPERATION | O/Head Line
24996 | SPACER,CONDUCTOR. | TWINLOK SPACER TO SUIT BEAR 30/7/.132 ACSR/GZ; 380MM CONDUCTOR SEPERATION | O/Head Line
20830 | SPACER,CONDUCTOR. | HELICAL;PLASTIC;14.3 MM TO 18.8 MM DIA CONDUCTOR RANGE;450 MM SPACING; | O/Head Line
19490 | SPACER,STRAIGHT | PVC,LV SPREADER RODS;UV RESISTANT; 2700 MM LG;U/W SC19491 CLIP,SPRING TENSION;PACK OF 25,PACK WEIGHT 30 KG; | Line Hardware
2488195 | SPEAKER | Creative Pebble 2.0, USB Powered Audio Speaker, 3.5mm Output Audio Plug, for HMI Client PC Alarm Annunciation | Communications
2478865 | SPEAKER-MICROPHONE | 2W Speaker, IP67, suits Tait TP9 Series Radio, Rugged Construction, c/w HD Cable | Tools & Equipment
2492528 | SPECTACLES,INDUSTRIAL | SafeStyle Fusions, Black Frame, Tinted, Polorised, Medium Impact, Polycarbonate Frame & Lens, UV400 99.95% UV Protection AS/NZS 1337.1:2010 | PPE, Hardware & Tools
25417 | SPECTACLES,INDUSTRIAL | Bolle Rush Plus, Medium Impact Safety Eyewear, Twilight Lens, Red/Black Arms, Adjustable PVC Nose Bridge, Anti-Scratch & Anti-Fog | PPE, Hardware & Tools
25386 | SPECTACLES,INDUSTRIAL | POLARISED SAFETY GLASSES; UNISAFE BARK HUT;BLACK SILVER FRAME; SMOKE POLARISED LENS; MED IMPACT; ANTI-SCRATCH/ANTI-FOG LENS; | PPE, Hardware & Tools
25416 | SPECTACLES,INDUSTRIAL | Bolle Rush Plus, Medium Impact Safety Eyewear, Clear Lens, Red/Black Arms, Adjustable PVC Nose Bridge, Anti-Scratch & Anti-Fog | PPE, Hardware & Tools
25424 | SPECTACLES,INDUSTRIAL | HELIOS CLIP-ON CLIP-OFF DUST GUARD; FOR ENHANCED PROTECTION AGAINST DUST AND FLYING PARTICLES; FOR USE WITH SCOTTS HELIOS SAFETY GLASSES RANGE; | PPE, Hardware & Tools
25422 | SPECTACLES,INDUSTRIAL | SAFETY GLASSES;SCOTT SAFETY;SMOKE LENS;HELIOS;BLACK RED FRAMES;MED IMPACT; ANTI-SCRATCH/ANTI-FOG LENS;REDUCED GLARE;FOR DUST GUARD REFER SC25424 | PPE, Hardware & Tools
25421 | SPECTACLES,INDUSTRIAL | SAFETY GLASSES;SCOTT SAFETY;DISTINCTION LENS;HELIOS;WHITE RED FRAMES;MED IMPACT; ANTI-SCRATCH/ANTI-FOG LENS;ENHANCED COLOUR AND CONTRAST;FOR DUST GUARD | PPE, Hardware & Tools
25387 | SPECTACLES,INDUSTRIAL | POLARISED SAFETY GLASSES;HURRICANE; BLACK SILVER FRAME;GREY/GREEN POLARISED LENS MEDIUM IMPACT;ANTI-SCRATCH/ANTI-FOG LENS; | PPE, Hardware & Tools
25423 | SPECTACLES,INDUSTRIAL | SAFETY GLASSES;SCOTT SAFETY;BROWN LENS; HELIOS;BLACK GREY FRAMES;MED IMPACT; ANTI-SCRATCH/ANTI-FOG LENS;REDUCED GLARE;FOR DUST GUARD REFER SC25424 | PPE, Hardware & Tools
2490845 | SPECTACLES,INDUSTRIAL | SafeStyle Fusions, Black Frame, Tinted, Medium Impact, Polycarbonate Frame & Lens, UV400 99.95% UV Protection, AS/NZS 1337.1:2010 | PPE, Hardware & Tools
25415 | SPECTACLES,INDUSTRIAL | SMOKE SAFETY GLASSES;RUSH +;SMALL SIZE; BLUE BLACK FRAME;SMOKE TINTED LENS; MEDIUM IMPACT;ANTI-SCRATCH/ANTI-FOG LENS ADJUSTABLE PVC NOSE BRIDGE;FOR GASKET/ | PPE, Hardware & Tools
25414 | SPECTACLES,INDUSTRIAL | BARKHUT POLARIZED SPECTACLE DUST GUARD; ENHANCED PROTECTION AGAINST DUST AND FLYING PARTICLES; FOR USE WITH SCOTTS BARKHUT POLARIZED GLASSES RANGE; | PPE, Hardware & Tools
25418 | SPECTACLES,INDUSTRIAL | Bolle Rush Plus, Medium Impact Safety Eyewear, Smoke Lens, Red/Black Arms, Adjustable PVC Nose Bridge, Anti-Scratch & Anti-Fog | PPE, Hardware & Tools
25413 | SPECTACLES,INDUSTRIAL | Bolle Rush Plus Small, Medium Impact Safety Eyewear, Clear Lens, Blue/Black Arms, Adjustable PVC Nose Bridge, Anti-Scratch & Anti-Fog | PPE, Hardware & Tools
23861 | SPECTACLES,INDUSTRIAL | POLARISED SAFETY GLASSES;MACK B-DOUBLE; BLACK SILVER FRAME;SMOKED POLARISED LENS MEDIUM IMPACT;SCRATCH AND ANTI FOG LENS; | PPE, Hardware & Tools
23303 | SPECTACLES,INDUSTRIAL | DURAMAX GOGGLES; SAFETY EYE WEAR; CLEAR; BLUE/ GREY BODY; FABRIC HEADBAND; 95 GRAMS; MEDIUM IMPACT; SPLASH PROTECT; LIGHTWEIGHT;OTG CAPABLE;ANTI FOG;FLEX; | Hardware & Tools
2473502 | SPILL CLEAN-UP KIT,HAZMAT | Vehicle Spill Kit, 25L Absorb Oil & Fuel Only, EQL Specified Contents | General
2473510 | SPILL CLEAN-UP KIT,HAZMAT | Vehicle Spill Kit, 45L Absorb Oil & Fuel Only, EQL Specified Contents | General
2473528 | SPILL CLEAN-UP KIT,HAZMAT | Wheelie Bin Spill Kit, 240L Absorb Oil & Fuel Only, EQL Specified Contents | General
23910 | SPILL SMART FLOOR SWEEP | FLOOR SWEEP, ABSORBENT FOR WATER, OIL & CHEMICAL SPILLS; INSOLUBLE IN WATER; 2.5KG BAG; | General Hardware
23924 | SPILL SMART FLOOR SWEEP | FLOOR SWEEP; ABSORBENT FOR WATER, OIL & CHEMICAL SPILLS; INSOLUBLE IN WATER; 5KG BAG; | General Hardware
2493898 | SPLICE ENCLOSURE,FIBRE OPTIC | OTP, OFS-200, 12-Way SC/SCA, Wall Mount, 1x Splice Cass, No Thru Adpts | Communications
2493906 | SPLICE ENCLOSURE,FIBRE OPTIC | OTP, OFS-200, 12-Way ST/FC, Wall Mount, 1x Splice Cass, No Thru Adpts | Communications
2493914 | SPLICE ENCLOSURE,FIBRE OPTIC | OTP, OFS-400, 48-Way ST/FC, 2RU, 19" Rack Mount, 4x Splice Cass, No Thru Adpts | Communications
2493922 | SPLICE ENCLOSURE,FIBRE OPTIC | OTP, OFS-400, 72-Way SC/SCA, 2RU, 19" Rack Mount, 3x High Cap Splice Cass, No Thru Adpts | Communications
2493948 | SPLICE ENCLOSURE,FIBRE OPTIC | OTP, OFS-200, 24-Way SC/SCA, Wall Mount, IP Rated, 2x Splice Cass, No Thru Adpts | Communications
2493963 | SPLICE ENCLOSURE,FIBRE OPTIC | OTP, OFS-MOD12, 12-Way ST/FC, 1x Splice Cass, No Thru Adpts | Communications
2498079 | SPLICE ENCLOSURE,FIBRE OPTIC | OTP, FOMS-FACT DLC Kit, 48-Way LC, 1RU, 19" Rack Mount, 25 x Splice Prot, 12 x DLC OM3 Thru Adpts, 24 x LC OM3 Pigtails c/w FACT Mounting Brackets | Communications
2498061 | SPLICE ENCLOSURE,FIBRE OPTIC | OTP, FOMS-FACT SCA Kit, 48-Way SCA, 1RU, 19" Rack Mount, 50 x Splice Prot, 48 x SCA Thru Adpts, 48 x SCA SMOF Pigtails c/w FACT Mounting Brackets | Communications
2498053 | SPLICE ENCLOSURE,FIBRE OPTIC | OTP, FOMS-FACT SCA Kit, 96-Way SCA, 2RU, 19" Rack Mount, 100 x Splice Prot, 96 x SCA Thru Adpts, 96 x SCA SMOF Pigtails c/w FACT Mounting Brackets | Communications
2498046 | SPLICE ENCLOSURE,FIBRE OPTIC | OTP, FOMS-FIST DLC Kit, 48-Way LC, 1RU, 19" Rack Mount, 25 x Splice Prot, 12 x DLC OM3 Thru Adpts, 24 x LC OM3 Pigtails c/w FIST Mounting Brackets | Communications
2498038 | SPLICE ENCLOSURE,FIBRE OPTIC | OTP, FOMS-FIST SCA Kit, 48-Way SCA, 1RU, 19" Rack Mount, 50 x Splice Prot, 48 x SCA Thru Adpts, 48 x SCA SMOF Pigtails c/w FIST Mounting Brackets | Communications
2498020 | SPLICE ENCLOSURE,FIBRE OPTIC | OTP, FOMS-FIST SCA Kit, 96-Way SCA, 2RU, 19" Rack Mount, 100 x Splice Prot, 96 x SCA Thru Adpts, 96 x SCA SMOF Pigtails c/w FIST Mounting Brackets | Communications
2498012 | SPLICE ENCLOSURE,FIBRE OPTIC | OTP, FACT Cabinet Kit, 56 FACT Elements, Right Hand Patching c/w 8 x Cable Fan Out, 1 x Side Panel Kit & 1 x Door Kit, 2200 x 1050 x 300mm | Communications
2417947 | SPLICE ENCLOSURE,FIBRE OPTIC | OPGW c/w Entry Glands & Nipples for 1 x 14 OD, AFL 24 SMOF OPGW & 1 x UG ADS Cable, Splice Cassette, Tower/Pole Mount Hardware, Band-it strap not includ | Subtransmission
2494052 | SPLICE ENCLOSURE,FIBRE OPTIC | OTP, OFS-200 FC Kit, 24-Way ST/FC, Wall Mount, IP Rated, 2x Splice Cass, 25x Splice Prot, 24x FC Thru Adpts, 24x FC SMOF Pigtails | Communications
2494045 | SPLICE ENCLOSURE,FIBRE OPTIC | OTP, OFS-900 DLC OM3 Kit, 24-Way SC/SCA, 1RU, 19" Rack Mount, 2x Splice Cass, 25x Splice Prot, 12x DLC OM3 Thru Adpts, 12x SC Blanks, 24x LC OM3 Pigtails | Communications
2494037 | SPLICE ENCLOSURE,FIBRE OPTIC | OTP, OFS-900 SCA Kit, 24-Way SC/SCA, 1RU, 19" Rack Mount, 2x Splice Cass, 25x Splice Prot, 24x SCA Thru Adpts, 24x SCA SMOF Pigtails | Communications
2494029 | SPLICE ENCLOSURE,FIBRE OPTIC | OTP, OFS-900 ST Kit, 24-Way ST/FC, 1RU, 19" Rack Mount, 2x Splice Cass, 25x Splice Prot, 24x ST Thru Adpts, 24x ST OM1 Pigtails | Communications
2494011 | SPLICE ENCLOSURE,FIBRE OPTIC | OTP, OFS-900 FC Kit, 24-Way ST/FC, 1RU, 19" Rack Mount, 2x Splice Cass, 25x Splice Prot, 24x FC Thru Adpts, 24x FC SMOF Pigtails | Communications
2494003 | SPLICE ENCLOSURE,FIBRE OPTIC | OTP, OFS-800 FC Kit, 72-Way ST/FC, Wall Mount, IP Rated, 6x Splice Cass, 100x Splice Prot, 72x FC Thru Adpts, 72x FC SMOF Pigtails | Communications
2493997 | SPLICE ENCLOSURE,FIBRE OPTIC | OTP, OFS-800, 72-Way ST/FC, Wall Mount, IP Rated, 6x Splice Cass, 100x Splice Prot, No Thru Adpts | Communications
2493989 | SPLICE ENCLOSURE,FIBRE OPTIC | OTP, OFS-800 SCA Kit, 96-Way SC/SCA, Wall Mount, IP Rated, 8x Splice Cass, 100x Splice Prot, 72x SCA Thru Adpts, 72x SCA SMOF Pigtails | Communications
2493971 | SPLICE ENCLOSURE,FIBRE OPTIC | OTP, OFS-800, 96-Way SC/SCA, Wall Mount, IP Rated, 8x Splice Cass, 100x Splice Prot, No Thru Adpts | Communications
2435402 | SPLICE ENCLOSURE,FIBRE OPTIC | OPGW c/w Entry Glands & Nipples for 2 x 14.0mm OD, AFL 48 SMOF OPGW, Splice Cassette, Tower/Pole Mount Hardware, Band-it strap not incl (scm) | Subtransmission
2494136 | SPLICE ENCLOSURE,FIBRE OPTIC | OTP, GEN MOD-12 DTS Kit, 12-Way SC/SCA, Wall Mount, SS IP Rated, 10x Splice Prot 4x E2000 OM3 Thru Adpts, 4x E2000 OM3 Pigtails, 4x SCA Thru Adpts, 4x SCA SMOF | Communications
2494128 | SPLICE ENCLOSURE,FIBRE OPTIC | OTP, GEN MOD-12 Sub Kit, 12-Way SC/SCA, Wall Mount, SS IP Rated, 5x Splice Prot, 2x DLC OM3 Thru Adpts, 4x LC OM3 Pigtails | Communications
2494110 | SPLICE ENCLOSURE,FIBRE OPTIC | CLJ, FOSC-400D5 Kit, Patch Basket, 2x SC/SCA Splice/Patch Tray, 45mm Splice Prot, 12x DLC SMOF Thru Adpts, 24x LC SMOF Pigtails, 6x 1m LC-LC Duplex Patch | Communications
2494102 | SPLICE ENCLOSURE,FIBRE OPTIC | OTP, OFS-400 FC Kit, 48-Way SC/SCA, Wall Mount, 4x Splice Cass, 50x Splice Prot, 48x FC Thru Adpts, 48x FC SMOF Pigtails | Communications
2494094 | SPLICE ENCLOSURE,FIBRE OPTIC | OTP, OFS-400 SCA Kit, 72-Way SC/SCA, 2RU 19" Rack Mount, 3x High Cap Splice Cass, 75x Splice Prot, 72x SCA Thru Adpts, 72x SCA SMOF Pigtails | Communications
2494086 | SPLICE ENCLOSURE,FIBRE OPTIC | OTP, OFS-200 DLC OM3 Kit, 24-Way SC/SCA, Wall Mount, IP Rated, 2x Splice Cass, 25x Splice Prot, 12x DLC OM3 Thru Adpts, 12x SC Blanks, 24x LC OM3 Pigtails | Communications
2494078 | SPLICE ENCLOSURE,FIBRE OPTIC | OTP, OFS-200 SCA Kit, 24-Way SC/SCA, Wall Mount, IP Rated, 2x Splice Cass, 25x Splice Prot, 24x SCA Thru Adpts, 24x SCA SMOF Pigtails | Communications
2494060 | SPLICE ENCLOSURE,FIBRE OPTIC | OTP, OFS-200 ST Kit, 24-Way ST/FC, Wall Mount, IP Rated, 2x Splice Cass, 25x Splice Prot, 24x ST Thru Adpts, 24x ST OM1 Pigtails | Communications
2493955 | SPLICE ENCLOSURE,FIBRE OPTIC | OTP, OFS-MOD12, 12-Way SC/SCA, 1x Splice Cass, No Thru Adpts | Communications
2493930 | SPLICE ENCLOSURE,FIBRE OPTIC | OTP, OFS-200, 24-Way ST/FC, Wall Mount, IP Rated, 2x Splice Cass, No Thru Adpts | Communications
4850 | SPLICE,CONDUCTOR | CONNECTOR BP;SINGLE SCREW INSULATED CLAMP TYPE; BRASS IN PLASTIC SHROUD;6 SQ MM X 3; PACK OF 50; | Hardware & Tools
6397 | SPLICE,CONDUCTOR | SPLICES,HELICAL;CADMIUM COPPER;COPPER CONDUCTOR;16 SQ MM;7/1.70 MM;BOX OF 35, PACK WEIGHT 5 KG;DULMISON FITTING ALSO SUITS 7/.064 COPPER CONDUCTOR;ITEM | O/Head Line
6399 | SPLICE,CONDUCTOR | SPLICES,HELICAL;CADMIUM COPPER;COPPER CONDUCTOR;7/2.75 MM;BOX OF 15, PACK WEIGHT 9.3 KG;ITEM DISCONTINUED REFER SC17317 FOR REPLACEMENT; | O/Head Line
6401 | SPLICE,CONDUCTOR | SPLICES,HELICAL;CADMIUM COPPER;COPPER CONDUCTOR;19/2.75 MM;PACK OF 5; | O/Head Line
6405 | SPLICE,CONDUCTOR | SPLICES,HELICAL,FULL TENSION;STEEL,GALV; GALV STEEL STRAND;3/2.75 MM;BOX OF 3O; PACK WEIGHT 7.5 KG; | Line Hardware
6658 | SPLICE,CONDUCTOR | INLINE SPLICING TYPE 0.5 TO 0.9 MM CONNECTOR OD BOX OF 100 SPLICE HAS RED CAP | Line Hardware
2471779 | SPLICE,CONDUCTOR | In-Line Splice, 4-6mm Wire, Yellow, Window, Clear, for Control Circuitry, Pack of 25 | Subtransmission
2471761 | SPLICE,CONDUCTOR | In-Line Splice, 2.5mm Wire, Blue, for Control Circuitry, Pack of 50 | Subtransmission
2471753 | SPLICE,CONDUCTOR | In-Line Splice, 0.75-1.5mm Wire, Red, Pack of 50 | Subtransmission
2466662 | SPLICE,CONDUCTOR | Mechanical Shear Head Bolts, Extra HT, 34kN, 570A, Cable Range 10-14.3mm Dia, suit AAC/AAAC/ACSR (scm) | Line Hardware
2466654 | SPLICE,CONDUCTOR | Mechanical Shear Head Bolts, Extra HT, 25kN, 420A, Cable Range 6-11.3mm Dia, suit AAC/AAAC/ACSR (scm) | Line Hardware
25070 | SPLICE,CONDUCTOR | NON-TENSION COMPRESSION SLEEVE; SUIT 37/3.75MM AAC & AAAC; | O/Head Line
477712 | SPLICE,CONDUCTOR | PREFORMED (WHITE); 3/2.75 SC/AC SPLICE; | O/Head Line
23974 | SPLICE,CONDUCTOR | Mechanical Shear Head Bolt, 44.4kN, 800A, Cable Range 11-18.8mm Dia, suit AAC/AAAC/ACSR, Box of 1 (scm) | Line Hardware
23892 | SPLICE,CONDUCTOR | SPLICES, FULL COMPRESSION, ALUMINIUM; 19/4.75MM AAC (TAURUS); 60TON (TRANSMISSION USE); | O/Head Line
23149 | SPLICE,CONDUCTOR | SPLICE FULL TENSION; TO SUIT HENDRIX; 7 NO.6 AW MESSENGER WIRE; REQUIRED FOR CBT-MFD 33KV FEEDER PROJECT; | Line Hardware
23072 | SPLICE,CONDUCTOR | SPLICE KIT FOR HENDRIX 35 KV 636KCMIL CONDUCTOR;C/W COMPRESSION SLEEVE; COLD SHRINK TUBE;RUBBER MASTIC TAPE; SEMICON TAPE;MASTIC;FOR USE WITH | Line Hardware
21739 | SPLICE,CONDUCTOR | SPLICE;FULL TENSION;SUIT TENNIS CONDUCTOR (4/3/3.75 ACSR/AC); | Line Hardware
18187 | SPLICE,CONDUCTOR | SPLICES,NON-TENSION;ALUMINIUM;19/4.75 MM AAC (TAURUS);ITEM ENTERED AT ZERO DOLLAR VALUE;$28.50 (EST) PER UNIT; BOX OF 1; | Line Hardware
16172 | SPLICE,CONDUCTOR | SUPERLOCK,HELICAL;STEEL GALV;GALV STEEL STRAND;19/2.75 MM;BOX OF 10,PACK WEIGHT 16.5 KG; | Line Hardware
16171 | SPLICE,CONDUCTOR | STEEL LINE SPLICE;GALV;STEEL;TO SUIT GALV STAY WIRE 19/2.00 MM;BOX OF 12, PACK WEIGHT 10 KG: | Line Hardware
16170 | SPLICE,CONDUCTOR | SUPERLOCK,HELICAL;STEEL GALV;GALV STEEL STRAND;7/2.75 MM;BOX OF 50; BOXWEIGHT 9 KG; | Line Hardware
15363 | SPLICE,CONDUCTOR | BUTT SPLICING TYPE;0.5 TO 0.9 MM CONNECTOR OD;PACK OF 100;CARTON OF 1000; | Hardware & Tools
14701 | SPLICE,CONDUCTOR | DOUBLE SCREW INSULATED CLAMP TYPE; BRASS IN PLASTIC SHROUD;16 SQ MM BY 2; PACK OF 10; | Hardware & Tools
11704 | SPLICE,CONDUCTOR | DOUBLE SCREW INSULATED CLAMP TYPE; BRASS IN PLASTIC SHROUD;6 SQ MM BY 3; PACK OF 50; | Hardware & Tools
8374 | SPLICE,CONDUCTOR | SPLICES,HELICAL,FULL TENSION;ALUMINIUM; AAC;ACSR;7/2.50 MM AAC (LEO);3/2.50 MM + 4/2.50 MM ACSR/GZ (RAISIN);BOX OF 50, PACK WEIGHT 13.2 KG; | Line Hardware
6402 | SPLICE,CONDUCTOR | SPLICES,HELICAL;STEEL,GALV;GALV STEEL STRAND;7/2.75 MM;BOX OF 40,PACK WEIGHT 20 KG; | Line Hardware
6400 | SPLICE,CONDUCTOR | SPLICES,HELICAL;CADIUM COPPER;COPPER CONDUCTOR;19/2.00 MM;BOX OF 10, PACK WEIGHT 13 KG;ITEM DISCONTINUED REFER SC15742 FOR REPLACEMENT; | O/Head Line
6398 | SPLICE,CONDUCTOR | SPLICES,HELICAL;CADMIUM COPPER;COPPER CONDUCTOR;7/2.00 MM;BOX OF 20, PACK WEIGHT 6.2 KG;ITEM DISCONTINUED REFER TO SC15815; | Line Hardware
6002 | SPLICE,CONDUCTOR | SPLICES,HELICAL;ALUMINIUM ALLOY;AAC;ACSR ;7/4.75 MM AAC (MOON);6/4.75 MM + 7/1.60 MM (CHERRY);SET OF SPLICES;BOX OF 13; ITEM DISCONTINUED REFER SC05984 & | O/Head Line
2471019 | SPLITTER UNIT | Active Pulse Splitter, BMS Interface PCB Rev C, c/w 4 Standoffs, Metering Dynamics | Meters
2471027 | SPLITTER UNIT | PCBA Passive Pulse Splitter, supplied in Enclosure, Metering Dynamics | Meters
23739 | SPONGE, CLEANING | SPONGE, SCOURING;NYLON #110 GREEN; 15X10 CM:PACK OF 10 | PPE, Hardware & Tools
24822 | SPOTLIGHT | Milwaukee, M12 LED High Output Spotlight 12V, 750 Lumens, 640m Beam, IP24, Skin Only | Hardware & Tools
R24822 | SPOTLIGHT | REFURBISHED, Milwaukee, M12 LED High Output Spotlight 12V, 750 Lumens, 640m Beam, IP24, Skin Only | Electrical Test & Accsry Equip
2474435 | SPRAY ATTACHMENT,BOTTLE | Sprayer Trigger, 500ml Bottle c/w Adjustable Nozzle | HS & PPE
2678 | SPRAYER,HAND,GENERAL PURPOSE | PLASTICS;TRIGGER MECHANISM; 500 ML CAP;PACK OF 6; | PPE, Hardware & Tools
2465839 | SPRAYER,HAND,GENERAL PURPOSE | 5L Pressure Sprayer | HS & PPE
2429074 | SPREADER,LINE HOSE | Eel Spreader, for cleaning inside of line hose | Hardware & Tools
13646 | SPRING,HELICAL,EXTENSION. | 80 MM SPRING SECT IN 12 COILS;155 MM O/A LG;44 MM OD;32 MM ID;6 MM DIA WIRE;HOOK EA END AS PART OF SPRING;FOR USE AS EPV BUCKET RESTRAINT; | Misc Non-Contract Items
10446 | SPRING,VOLUTE | Washer, M16/20, S/Steel Gde 316, Open Ends, 60mm OD Large End, 16.5mm ID Small End, 26 x 6mm, 1.8kN Compression Force, Dwg 01-04-03 (P100) | Bolts, Washers & Fasteners
10447 | SPRING,VOLUTE | Washer, M20/M24, S/Steel Gde 316, Open Ends, 32mm LG, 8mm W, 85mm OD Large End, 24.5mm ID Small End, 3.3kN Compression Force, Box of 100, Dwg 01-04-03 (scm) | Bolts, Washers & Fasteners
8282 | STAKE,WOOD. | Surveyor Stakes - C Hardwood; Square; 25mm x 25mm x,600m; sharpened at one end | Misc Non-Contract Items
8283 | STAKE,WOOD. | SQ;38 MM X 38 MM,200 MM LG;SHARPENED AT ONE END;USED BY SURVEYORS;BAGS OF 50; | Misc Non-Contract Items
18277 | STAKE,WOOD. | 50 MM X 20 MM X 900 MM LG;SHARPENED AT ONE END;PAINTED ORANGE;USED BY SURVEYORS; BUNDLE QTY - 12; | Misc Non-Contract Items
2499051 | STAND | Portable Access Rope Bollard, Sign Post, Galv Steel, Dwg S10024576-01, for Substations | Substation Accessories
20029 | STAND,EXTENSION | ABB SAFELINK;300 MM EXTENDED HEIGHT METAL PLINTH/STAND;3 WAY;TO SUIT CCC & CFC; | Substation Accessories
20030 | STAND,EXTENSION | ABB SAFELINK;300 MM EXTENDED HEIGHT METAL PLINTH/STAND;4 WAY;TO SUIT CFCF; | Substation Accessories
23962 | STAND,EXTENSION | ABB SAFELINK METAL STAND, EXTENTION; METAL PLINTH EXTENDED 300MM HEIGHT FOR 4-WAY RMU CFCC/CCCC; W 893MM, D 500MM, H 300MM, WEIGHT 40KG; | Substation Accessories
23162 | STAND,POLE | 4 TONNE; 500MM HIGH ALLUMINIUM FLAT STACK; FOLDABLE FOR EASY STORAGE; LOAD RATING TAGGED; SERIAL NUMBERED; | Misc Non-Contract Items
2472876 | STAND,POLE | AL Powder Coated Yellow, 4T WLL, 500mmH, 700MM W. SPECIAL FEATURES: SPECIFICATION: | Tools & Equipment
2434629 | STAND,POLE | Al Flat Stack, 4T SWL, 800mm H, Folding Leg, 13kg | Hardware & Tools
15519 | STAND,SIGN | STEEL;ZINC PLATED;TO SUIT 1200 MM W & 900 MM W SIGNS;U/W LT WEIGHT ROADWAY WARNING SIGN; C/W 1 X BASE PLATE, 2 X SUPPORT FEET, 1 X RH X 1 X LH POSTS | Signs
2465748 | STAND,SIGN | A-Frame Safety Sign, Printed with SF6 CLEAN UP IN PROGRESS, Red Text on White B/Ground | HS & PPE
21368 | STAND. | PARKING STAND;FOR DEADBREAK STAND OFF PLUG;TYPE M400-SOP-B;REFER SC21370 FOR PLUG,INSULATOR; | Misc Non-Contract Items
3215 | STAPLE. | FENCE;STEEL;GALV;4.0 MM THK;30 MM LG; ;CTN OF 5 KG; | Bolts, Washers & Fasteners
3216 | STAPLE. | FENCE;STEEL;GALV;3.15 MM DIA;25 MM LG; BOX OF 1 KG,CARTON OF 10 KG; | Bolts, Washers & Fasteners
5504 | STARTER,FLUORESCENT LAMP | 18/20 W;GLOW STARTER;PACK OF 25,CARTON OF 2000;FOR 2 X 18 W LUMINAIRES; | Street Lights
5505 | STARTER,FLUORESCENT LAMP | 36/40 W,58/65 W & 80 W;GLOW STARTER; PACK OF 25,CARTON OF 2000; | Street Lights
2466670 | STATIC COMPENSATOR | Model d105, 5kVAR, 1 Phase, LV Statcom c/w Lifting Bracket & 2 x Ethernet Cables, 1 Unit (scm) | Substation
21516 | STAYROD,PULLING EYE | GRIP FOR TENSIONING STAYWIRES;C/W KEEPER WEDGE;RETAINING BOLT & OFFSET EYE TO ATTACH RATCHET HOIST HOOK;SUITS 12.7 MM-25.4 MM DIA STAYRODS;WLL | Tools & Equipment
4075 | STEEL WOOL | LARGE PAD;GDE 1;500 G ROLLS,PACK OF 1; | Hardware & Tools
19945 | STEEL,CABLE LADDER | SCL 12B;COVER CLIP;HOT DIPPED GALV; PACK OF 1; | Line Support Equip
19947 | STEEL,CABLE LADDER | SCL 12B;EXTERNAL RISER COVER;300 MM W; HOT DIPPED GALV;PACK OF 1,PACK WEIGHT 1.02 KG; | Line Support Equip
19946 | STEEL,CABLE LADDER COVERS | SCL 12B;STANDARD COVER; HOT DIPPED GALV; 300 MM W;2.4 M TO 3 M LG; PACK OF 1; PACK WEIGHT 7.40 KG; | Line Support Equip
19606 | STEP,PIT | PLASTIC ENCAPSULATED STEEL PIT STEP; SPECIALLY DESIGNED;CORROSION RESISTANT; AS1657;BOXES OF 10,PACK WEIGHT 15 KG; | Misc Non-Contract Items
2600 | STEP,POLE | SCREW-IN TYPE;STEEL;GALV;M16 DIA, 250 MM LG;M24 BOLT HEAD;FOR WOOD POLES;BAG OF 30/40; 2400 PER PALLET; | Bolts, Washers & Fasteners
22128 | STEP,POLE | FOR COMPOSITE POLE;U/W SC21236 & SC21237; | Misc Non-Contract Items
9384 | STEP,POLE | BOLT ASSY TYPE;STEEL,FORGED;GALV; M16 DIA,180 MM LG;C/W GALV HEX NUT; AS PER ENERGEX DWG;BAGS OF 50;FOR CONCRETE POLES; | Bolts, Washers & Fasteners
2497428 | STEP,POLE | Through Bolt, M16 Dia, for Composite Poles, Dwg PD375-2 | Line Support Equip
104800 | STEP,POLE | Screw In 16mm Dia x 250mm Lg, S/Steel Gde 316, Steel Insert Mark @ 120mm, 90mm Coach Screw Thread, Dwg 01-01-03 (P30) | Bolts, Washers & Fasteners
19184 | STEPLADDER | FIBREGLASS;6 FT SINGLE SIDED; | Hardware & Tools
24218 | STEPLADDER | Folding Step Stool, 2 Ft, Rated to 136Kg, Plastic, 2 Step, Industrial Use, 10Kg | Ladders
2471324 | STEPLADDER | Fibreglass, 1.8m (6ft), Single Sided AS1892.3 | Ladders
1850148 | STEPLADDER | Fibreglass, 2.44m, Double Side, ETS RSE02 | PPE, Hardware & Tools
2482578 | STEPLADDER | Fibreglass, 1.79m/3.13m Punchlock, V Rung, 150kg Load Rating, AS1892 | Ladders
2402428 | STEPLADDER | Fibreglass, 1.83m, Double Side, ETS RSE02 | PPE, Hardware & Tools
24718 | STEPLADDER | Fibreglass; 1.2m Double sided; Load rated 150 kg; AS1892.3 | PPE, Hardware & Tools
23147 | STEPLADDER | STEPLADDER FEET; KIT INCLUDED 4 YELLOW FEET WITH ASSOCIATED WASHERS AND RIVETS IN EACH KIT; ENOUGH FEET FOR 1 LADDER; FEET SUIT BAILEYS SINGLE SIDE STEP LADDE | Hardware & Tools
22087 | STEPLADDER | Fibreglass, 4.1m Safe Reach Height, 7 Step, 1.999 Height to Platform, Load Rating 150kg c/w 900mm H Platform Hand Rail, AS/NZS 1892.3 | PPE, Hardware & Tools
19186 | STEPLADDER | Fibreglass, 10ft, Double Sided | PPE, Hardware & Tools
19928 | STICK,UNIVERSAL,LOW VOLTAGE | FIBREGLASS;32 MM DIA;300 MM LG;C/W SUNRISE FITTING;FIXED BASE CAP;USED ON LV LINKS/FUSES;PACK OF 1;U/W SC18297 EXTRACTOR FUSECARRIER; | Hardware & Tools
2959 | STOCKING,CONDUCTIVE | COPPER;70 MM ACROSS FLAT;25 M ROLLS; | Misc Non-Contract Items
2681 | STONE,SHARPENING | COMBINATION BENCH STONE;SILICON CARBIDE; 200 MM LG;50 MM W;25 MM THK;PACK OF 1; | PPE, Hardware & Tools
2461747 | STONE,SHARPENING | 2 STEP KNIFE SHARPENER; PULL THROUGH STYLE C/W COARSE CARBIDE STEEL & FINE CERAMIC RODS TO HONE KNIFE BLADES; | Tools & Equipment
18596 | STRAIN,BEAM | STEEL;GALV,HOT DIPPED;9000 MM LG;200 MM X 200 MM RHS;110 KV/132 KV LINE TERMINATION STRUCTURE;FABRICATED AS PER DWG LOSTD-CV013-04;PACK OF 1; | Line Support Equip
6742 | STRAINER,WASTE DRAIN | CAST IRON;GULLY TRAP TYPE;150 MM DIA; USED IN CONCRETE JOINT PIT FOR VENTILATION PURPOSES; | U/G Equipment
17787 | STRAINER,WASTE DRAIN | CAST ALUMINIUM;330 MM X 330 MM;TO SUIT STOCK CODE 15544; | U/G Accessories
6493 | STRAND,WIRE | Stay Wire, SC/GZ 19/2.00mm, Galv Steel, Gde 1320, 250m Drum, JTS 03-03-01 (scm) | Cables
19091 | STRAND,WIRE | Stay Wire, 7/2.75mm SC/GZ, Galv Steel, 20m Coil, UTS 1310MPa, JTS 03-03-01 (scm) | Cables
19770 | STRAND,WIRE | 50M COIL; STEEL;GALV;7/2.75 MM;1310 MPA BREAKING FORCE; COIL WEIGHT 17.0 KG; SUPPLIED 900 MM I/D DIA COIL; TAG MARKED 50 M;BANDIT STRAPPING NOT TO USED | Cables
19849 | STRAND,WIRE | STEEL;GALV;19/3.25 MM;SC/GZ; | Cables
22711 | STRAND,WIRE | STEEL;GALV;7/2.75 MM;1310 MPA BREAKING FORCE;30 M COIL;COIL WEIGHT 10 KG;BANDIT STRAPPING NOT TO BE USED TO CONTAIN COILS; | Cables
19771 | STRAND,WIRE | 60M COIL; STEEL;GALV;7/2.75 MM;1310 MPA BREAKING FORCE; COIL WEIGHT 20 KG; SUPPLIED 900 MM I/D DIA COIL;TAG MARKED 60 M;BANDIT STRAPPING NOT TO USED | Cables
19769 | STRAND,WIRE | 40M COIL; STEEL;GALV;7/2.75 MM;1310 MPA BREAKING FORCE; COIL WEIGHT 14.0 KG; SUPPLIED 900 MM I/D DIA COIL;TAG MARKED 40 M;BANDIT STRAPPING NOT TO BE USED; | Cables
19090 | STRAND,WIRE | Stay Wire, 19/2.75mm SC/GZ, Galv Steel, 20m Coil, UTS 1310MPa, JTS 03-03-01 (scm) | Cables
6496 | STRAND,WIRE | Stay Wire, SC/GZ 7/2.75mm, Galv Steel, Gde 1320, 250m Drum, JTS 03-03-01 (scm) | Cables
19089 | STRAND,WIRE | Stay Wire, 19/2.00mm SC/GZ, Galv Steel, 20m Coil, UTS 1310MPa, JTS 03-03-01 (scm) | Cables
6494 | STRAND,WIRE | Stay Wire, SC/GZ 19/2.75mm, Galv Steel, Gde 1320, 250m Drum, JTS 03-03-01 (scm) | Cables
2567 | STRAP | Shackle Strap, 235 x 40 x 3mm, Galv Steel, Mild Flat, for LV Shackle Contruction, Bag of 50 | Line Support Equip
2430270 | STRAP | Pole, Ladder Bucket, suit Branach Fibreglass Extension Ladder | Ladders
2481711 | STRAP | Velcro, 500 x 50mm, Nylon, Black, u/w Insulated Covers | Tools & Equipment
2479301 | STRAP | Shackle Strap, 235 x 40 x 3mm, S/Steel Gde 316, for LV Shackle Contruction, Bag of 50 | Line Support Equip
2473494 | STRAP | Quickeeze Sleeve Straps, Adjustable FR Elastic & Neoprene Blend, Oval Buttons FR ABS, One Piece Design (Set of 2) | Hardware & Tools
2459311 | STRAP | Adjustable Anchor, Webbing Sling 1.2m Effective Length, 45mm Min Width, 21kN Min Rating, Ring on Adjuster End & Double Action Snap Hook at Other End, | PPE, Hardware & Tools
1999 | STRAP ASSEMBLY,CHIN | ELASTICISED TERYLENE;ADJ SIZE; FOR SAFETY HELMET; | PPE, Hardware & Tools
2565 | STRAP,CROSSARM JOINTING. | STEEL,STRUCTURAL GDE 250;GALV;500 MM LG, 75 MM W,6 MM THK;FOR U/W WISHBONE CONSTRUCTIONS;BUNDLE OF 5,PACK WEIGHT 10 KG; | Line Support Equip
19285 | STRAP,EARTH | CRANKED COPPER EARTH STRAP;100 MM EARTH CONNECTION STRAP;TO SUIT EARTHWIRE CROSSARM;O/H TRANSMISSION HARDWARE; PACK OF 30,PACK WEIGHT 7 KG; | Fabricated Metalware
19287 | STRAP,EARTH | 160 MM LG,50 MM W;EARTH CONNECTION STRAP;TO M24 BOLT;O/H TRANSMISSION HARDWARE;PACK OF 150,PALLET WEIGHT 33 KG; | Fabricated Metalware
19550 | STRAP,EARTH | CRANKED EARTH STRAP;100 MM CONNECTION STRAP;TO SUIT 33 KV DCI & SHACKLE CONSTRUCTION & 35MM OFFSET TO SUIT CURRENT 110KV RIGID GAINBASE; PACK OF 1; | Fabricated Metalware
2476893 | STRAP,EARTH | Electroplated CU Strap, 450 x 38 x 3mm, 12mm bolt, Dwg UT1285-A4 | U/G Accessories
2491397 | STRAP,EARTH | Electroplated CU Strap, 450 x 38 x 6mm, 12mm bolt, Dwg 10015460 | U/G Accessories
2476950 | STRAP,EARTH | Transformer Earth Bar, TC, Flat Shape, 50 x 6.3mm,Hard Drawn, RD Edge, For Earthing Substation | Substation
2473650 | STRAP,EARTH | Earthing Braid Type 7, Braid Wire Tinned Cu Pigtail c/w Cu Terminal Lugs at each end, 1 x 12mm Hole & 1 x 14mm Hole, for Earthing Substations, Dwg LOSTD-EG002-07 | Substation
24881 | STRAP,EARTH | EARTH BAR CONNECTION POINT; STANDARD EARTHING, 50 X 6MM COPPER STRIP; EARTH BAR CONNECTION POINT; | Misc Non-Contract Items
23041 | STRAP,EARTH | LENGTH 200MM; 5X13MM DIA HOLES; SADDLE STRAP; 33 KV P/TERM EARTH BAR STRAP (4 SHEATH EARTH);33 KV POLE TERMINATION EARTH BAR STRAP;TO SUIT BASE OF POLE | Misc Non-Contract Items
19288 | STRAP,EARTH | 155 MM LG,38 MM W;EARTH CONNECTION STRAP;TO M20 BOLT;O/H TRANSMISSION HARDWARE;PACK OF 1; | Fabricated Metalware
19286 | STRAP,EARTH | CRANKED EARTH STRAP;100 MM EARTH CONNECTION STRAP;TO SUIT BENDABLE GAIN BASE;O/H TRANSMISSION HARDWARE; PACK OF 75,PACK WEIGHT 21 KG; | Misc Non-Contract Items
12963 | STRAP,METAL | FOR EARTHING SUBSTATION GATES & AFLC CUBICLES;FLEXIBLE COPPER BRAID W/COPPER TERMINAL AT EA END,250 LG MM;TYPE 1 TO DWG; | Substation Accessories
18600 | STRAP,METAL | FOR EARTHING SUBSTATION GATES & AFLC CUBICLES;2 X 400 MM FLEXIBLE COPPER BRAIDS JOINED W/COPPER TERMINALS AT EACH END;TYPE 2;REFER ENERGEX DWG | Busbar and Fittings
18601 | STRAP,METAL | FOR EARTHING SUBSTATION GATES & AFLC CUBICLES;FLEXIBLE COPPER BRAID;COPPER TERMINAL AT EACH END;500 MM LG;TYPE 3; REFER ENERGEX DWG LOSTD-EG002-03; | Substation Accessories
21091 | STRAP,METAL | FOR EARTHING SUBSTN GATE;FLEXIBLE COPPER BRAID,W/COPPER TERMINALS AT EACH END;1 X 400 MM LG;TYPE 6; | Substation Accessories
18602 | STRAP,METAL | FOR EARTHING SUBSTATION GATES & AFLC CUBICLES;FLEXIBLE COPPER BRAID;W/COPPER TERMINAL AT EACH END;600 MM LG;TYPE 4; REFER ENERGEX DWG LOSTD-EG002-04; | Substation Accessories
18603 | STRAP,METAL | FOR EARTHING SUBSTATION GATES & AFLC CUBICLES;FLEXIBLE COPPER BRAID;W/COPPER TERMINAL AT EACH END;TERMINAL IN CENTRE; 600 MM LG;TYPE 5;REFER ENERGEX DWG | Substation Accessories
4926 | STRAP,RETAINING | STEEL;HOT DIPPED GALV;SADDLE 2 HOLES; 12.0 MM;PACK OF 100; CTN QTY 2000 | Hardware & Tools
4927 | STRAP,RETAINING | STEEL;HOT DIPPED GALV;SADDLE 2 HOLES; 16 MM (5/8 IN) O/A;PACK OF 100; | Hardware & Tools
4928 | STRAP,RETAINING | STEEL;HOT DIPPED GALV;SADDLE 2 HOLES; 20 MM (3/4 IN)O/A;PACK OF 100; | Hardware & Tools
4929 | STRAP,RETAINING | STEEL;HOT DIPPED GALV;SADDLE 2 HOLES; 25 MM (1 IN) O/A W;PACK OF 100; | Hardware & Tools
4931 | STRAP,RETAINING | STEEL;HOT DIPPED GALV;SADDLE 2 HOLES; 40 MM (1-1/2 IN) O/A W;BOX OF 50 | Hardware & Tools
4932 | STRAP,RETAINING | STEEL;HOT DIPPED GALV;SADDLE 2 HOLES; 50 MM (2 IN) O/A W;BOX OF 20; | Hardware & Tools
22736 | STRAP,RETAINING | ZINC PLATED;HALF SADDLE;25 MM;FOR SECURING CONDUIT;BOX OF 50; | Hardware & Tools
20677 | STRAP,RETAINING | Ratchet Tie Down, 6m Strap, Endless Loop 4000Kg Lashing Capacity (P1) | Hardware & Tools
20293 | STRAP,RETAINING | Ratchet Tie Down, 1.6m Tail, 36mm W, 600Kg Lashing Capacity, S Hook on Each End, Bog of 10 | Hardware & Tools
20254 | STRAP,RETAINING | STRAIGHT LINE POST STRAP;2.7 M LG;COLOUR GREEN;C/W ADJ BUCKLE;SHELF LIFE = 10 YEARS;RESTRICTED ISSUE;REFER REDEQP DEVLMT MGR;PACK OF 1,PACK WEIGHT .75 KG; | PPE, Hardware & Tools
20253 | STRAP,RETAINING | STRAIGHT LINE POLE STRAP;2.7 M LG;COLOUR ORANGE;C/W ADJ BUCKLE;SHELF LIFE = 10 YEARS;RESTRICTED ISSUE;REFER REDEQP DEVLMT MGR;PACK OF 1,PACK WEIGHT 2.5 KG; | PPE, Hardware & Tools
20252 | STRAP,RETAINING | STRAIGHT LINE POLE STRAP;4 M LG;COLOUR ORANGE;C/W ADJ BUCKLE;SHELF LIFE = 10 YEARS;NZ ANSI 16KN, VAIPOLEEN24NZORNA | PPE, Hardware & Tools
19161 | STRAP,RETAINING | Straight Line Pole Strap, 4m Lg, Green c/w Adjust Buckle & Protective Flap, 10 Year Shelf Life | PPE, Hardware & Tools
15279 | STRAP,RETAINING | ALUMINIUM;40 MM W X 6 MM THK;DOUBLE FIXING SADDLE WITH FEET OFFSET TO SUIT POLE CONTOUR;BAG OF 10;LV POLE TERMINATION CONDUIT SADDLE,REFER UJ | Fabricated Metalware
15189 | STRAP,RETAINING | ALUMINIUM;DOUBLE FIXING SADDLE WITH OFFSET CENTRELINE TO SUIT TANGENTIAL MTG TO POLE CIRCUMFERENCE;40 MM O/A W;LV POLE TERMINATION CONDUIT SADDLE,REFER UJ | Fabricated Metalware
2476828 | STRAP,RETAINING | Pole Strap, 2.0m Lg, Kernmantle Rope c/w H218 Double Action Snap Hook & R-308 Double Action Karabiner on Adjuster, For Transmission Tower Work | PPE, Hardware & Tools
2403469 | STRAP,RETAINING | Pole Strap, 3.0m Lg, Polyester Webbing, Blue, Rescue D-ring, 100mm from Adjuster End c/w Double Action Snap Hooks, for Pole Top Rescue Kit Only, ETS RSE01 | Height Safety
24649 | STRAP,RETAINING | STEEL; HOT DIPPED GALV; 2 HOLES BY 18MM; ONE HOLE BY 22MM; 180MM LENGTH FOR USE ON NON STANDARD CONCRETE POLE | Line Support Equip
20203 | STRAP,RETAINING | Ratchet Tie Down Assembly 9m Long, 2.5 Tonne Rating, c/w Hook & Keeper Fitting, AS/NZS 4380-2001 | Hardware & Tools
23001 | STRAP,RETAINING | STEEL;GALV;U/W LV MONITORING CABLE CONDUITS ON CONCRETE POLES; BAG OF 100;PACK WEIGHT 15 KG; | Line Support Equip
4930 | STRAP,RETAINING | STEEL;HOT DIPPED GALV;SADDLE 2 HOLES; 32 MM;PACK OF 50; | Hardware & Tools
18921 | STRAP,SPECTACLE FRAME | COTTON LEASH;BLACK;U/W SC18608,SC18609, SC18610,SC18611 & SC18612; | PPE, Hardware & Tools
19790 | STRAP,WEBBING | GREEN STRAP;32 MM X 3 M LG;FOR HOIST; REPLACEMENT STRAP FOR LIITLE MULE HOIST; | Hardware & Tools
2407341 | STRAP,WEBBING | Extension Strap, Towing Strap, Rated to 8000kg, Polyester Webbing, Vehicle Recovery | Tools & Equipment
2407344 | STRAP,WEBBING | Equaliser Strap, Rated to 8000kg, Polyester Webbing, Vehicle Recovery | Tools & Equipment
2407342 | STRAP,WEBBING | Snatch Strap, Rated to 8000kg, High Tenacity Nylon Webbing, Vehicle Recovery labelled as per the requirements of Consumer Goods (Motor Vehicle Recovery | Tools & Equipment
2407340 | STRAP,WEBBING | Tree Protector Strap, Rated to 12000kg, Polyester Webbing, Vehicle Recovery | Tools & Equipment
23896 | STRAP,WEBBING | YELLOW STRAP 32 X 3.05M (10') LONG; REPLACEMENT STRAP FOR LUGALL/LINCOLN SERIAL HOISTS; | Hardware & Tools
2475 | STRAPPING | STAINLESS STEEL,TYPE 201;12.7 MM W, 0.76 MM THK;30 M ROLL,PACK WEIGHT 2.4 KG; | Line Hardware
2908 | STRAPPING | POLYPROPYLENE;19 MM W,700 M LG;BLUE/ YELLOW;1 X COIL,COIL WEIGHT 4.5 KG; | Hardware & Tools
2909 | STRAPPING | POLYPROPYLENE;15 MM W,2500 M LG;YELLOW ;CARTON OF 2 ROLLS,PACK WEIGHT 10 KG; IN LIEU OF USE STOCK CODE 15289 19 MM BUCKLE; ***NOTE*** (TWO MAN LIFT); | Hardware & Tools
13621 | STRAPPING | FOR U/W TENSIONER,CRIMPING TOOL;STEEL; BLACK;19 MM W,0.56 MM THK;16 KG PER ROLL APPROX.;REFER STOCK CODE 13622 FOR STRAPPING SEALS; | General
21841 | STRAPPING | POLYESTER STRAPPING BAND; 19 MM X 1.00 MM X 1000 M ROLL;BLACK SMOOTH WAXED ;U/W FROMM BATTERY TENSIONER;PACK OF 1, PACK WEIGHT 23.5 KG;INTERCHANGEABLE WITH | Line Hardware
21361 | STRAPPING | POLYPROPYLENE;19 MM W;1000 M LG HD; BLACK;U/W POLY STRAP TENSIONER;USED FOR TIEDOWN 110 KV U/G CONDUITS;REFER SC21362 TENSIONER & SC15289 METAL BUCKLE | Hardware & Tools
16654 | STRAPPING | STAINLESS STEEL;7.9 MM WIDE;30.5 M ROLL;U/W SC16655 SEAL STRAPPING & SC16656 SEALER STRAPPING HAND; | Line Hardware
12061 | STRAPPING | Giant Band, S/Steel Gde 201, 31.8mm W, 30.4m Lg, 1.1mm Thk | Line Hardware
2476 | STRAPPING | STAINLESS STEEL,TYPE 201;19.05 MM W, 0.76 MM THK;30 M ROLL,PACK WEIGHT 3.4 KG; | Line Hardware
2477 | STRAPPING | STAINLESS STEEL,TYPE 201;9.5 MM W, 0.63 MM THK;30 M ROLL,PACK WEIGHT 1.9 KG;REFER STOCK CODE 02481 FOR SEAL; | Line Hardware
6646 | STRESS CONE | PRE-CUT TAPE ROLL;IMPREGNATED PAPER; 400 SQ MM;33 KV;1 PER SEALED CONTAINER; | U/G Equipment
6651 | STRESS CONE | PRE-CUT TAPE ROLL;IMPREGNATED PAPER; 630 SQ MM;33 KV;1 PER SEALED CONTAINER; | U/G Equipment
23956 | STRINGING ROLLER ASSEMBLY | UNIVERSAL CONDUCTOR STRINGING ROLLER; 1.135T, 175MM SHEAVE; BALL EYE CLEVIS HOOK ATTACHED; U/W BRACKET SC23955. | Hardware & Tools
15345 | STRIP,ELECTRICAL POWER CABLE PROTECTION | FLAT RECT;2 M LG,150 MM W,3 TO 5 MM THK; BLACK OR ORANGE POLYMERIC MATERIAL; IMPACT RESISTANT,MARKED 'DANGER ELECTRIC CABLE BELOW';AS DWG 94102; | Conduit & Fittings
15347 | STRIP,ELECTRICAL POWER CABLE PROTECTION | FLAT RECT;2 M LG,300 MM W,3 TO 5 MM THK; BLACK OR ORANGE POLYMERIC MATERIAL; IMPACT RESISTANT MARKED 'DANGER ELECTRIC CABLE BELOW';AS DWG 94102; | Conduit & Fittings
17242 | STRIP,ELECTRICAL POWER CABLE PROTECTION | FLAT RECT;25 M LG,150 MM W,5 MM THK; BLACK/ORANGE POLYMERIC MATERIAL;IMPACT RESISTANT,MARKED 'DANGER ELECTRIC CABLE BELOW';25 M ROLL;AS DWG 94102; | Conduit & Fittings
15346 | STRIP,ELECTRICAL POWER CABLE PROTECTION | FLAT RECT;2 M LG,200 MM W,3 TO 5 MM THK; BLACK OR ORANGE POLYMERIC MATERIAL; IMPACT RESISTANT,MARKED 'DANGER ELECTRIC CABLE BELOW';AS DWG 94102; | Conduit & Fittings
1431 | STRIP,METAL | COPPER;38.1 MM W;3.18 MM THK;ANNEALED; WEIGHT OF COILS TO BE MARKED ACCORDINGLY ;18 KG COILS APPROX;1 M = 1.08 KG; | Busbar and Fittings
22302 | STRIP,METAL | COPPER;38MM X 3MM X 1040MM;HARD DRAWN; DRILLED AS PER DWG - LOSTD-EG005-05; BRIGHT TIN PLATED TO 30 MICRONS;TEST CERTIFICATE TO BE SUPPLIED WITH ITEM; | Misc Non-Contract Items
21271 | STRIP,METAL | COPPER;38.1 MM W;3.18 MM THK;ANNEALED; BRIGHT TIN PLATED 30 MICRONS;18 KG COILS ,APPROX 1M = 1.08 KG;WEIGHT OF COILS TO BE MARKED ACCORDINGLY;TEST CERTIFICATE | Busbar and Fittings
18441 | STRIP,METAL | STEEL;GALV,HOT DIPPED;ANTI CLIMB; 2400 MM LG;76 MM W;1.63 MM THK;REFER ENERGEX DWG LOSTD-ST008-01; | Misc Non-Contract Items
11386 | STRIP,METAL | LEAD;6 M LG;50 MM W;1.32 MM THK 99.90 % SOFT LEAD;AS1812;4.5 KG ROLL; 22.5 KG; | U/G Equipment
2461200 | STRIPPER,CABLE,HAND | SELF ADJUSTING, CUTTING & STRIPPING 0.2-6MM2 CU OR AL; STOPPER FOR ADJUSTING STRIP LENGTH; CABLE DIAMETERS 0.5 TO 3MM; | Hardware & Tools
2402357 | STRIPPER,CABLE,HAND | HAND HELD 2 X2 STYLE STRIPPER FOR LV ABC CABLE ONLY; CABLE SIZE 25MM2 AND 95MM2 WITH SUPPLIED HEADS; HELICAL CUTS, POSITIONED ON CABLE USING TUBE SYSTEM; | Hardware & Tools
2423929 | STRIPPER,CABLE,HAND | STRIPPER FOR REMOVAL OF OUTER SHEATH & INSULATION FROM LV/HV CABLES; CABLE DIA 12.7 - 44.5MM; CUT DEPTH 0.5 - 12MM; CIRCULAR & HELICAL CUT; | Hardware & Tools
2423945 | STRIPPER,CABLE,HAND | SCORING TOOL FOR TRAM TRACKING OF SEMI-CONDUCTIVE SCREEN ON HV CABLES; 0.6MM DEPTH MAX; | Hardware & Tools
2461218 | STRIPPER,CABLE,HAND | Cable Sheath, Insulation & Peelable Semi-con, 16 to 58mm Dia | Hardware & Tools
2497485 | STRIPPER,CABLE,HAND | Alroc CCT Insulation Stripper, 3.0mm Circumference & 3.3mm Longitude Circular Blades, suit Cable 10 to 30mm OD | Hardware & Tools
104617 | STRIPPER,CABLE,HAND | Insulation & Outer Sheath, 1.5 - 5.5mm Thk, Cables 50mm2 - 240mm2 | Hardware & Tools
2452365 | STRIPPER,CABLE,HAND | CHAMFERING TOOL TO CUT 45 DEGREE BEVEL ON THE INSULATION CABLES; CABLE DIA 12 - 34MM; INSULATION THICKNESS 4.5MM - 9.0MM; SPEED SYSTEM CT-1-4.0; | Hardware & Tools
2433126 | STRIPPER,CABLE,HAND | SCORING TOOL FOR TRAM TRACKING OF SEMI-CONDUCTIVE SCREEN ON HV CABLES; 0.4MM DEPTH MAX; | Hardware & Tools
104474 | STRIPPER,CABLE,HAND | SQUARE CUT BUSHING 50MM/35MM ABC TO SUIT RIPLEY 2X2 CABLE END STRIPPER SC2402357; | Hardware & Tools
2461333 | STRIPPER,CABLE,HAND | SWIVEL BLADE FOR REMOVING INSULATION OR OUTER SHEATH FROM LV CABLES; CABLE FROM 4.5 TO 40MM DIA; CUT DEPTH 0 - 3MM; LONGITUDINAL, HELICAL & CIRCULAR CUTS; | Hardware & Tools
10607 | STUD,CONTINUOUS THREAD. | STAINLESS STEEL GDE 316;M12;ISO M; 75 MM LG;W/2 STAINLESS STEEL HEX NUTS & 1 SPRING WASHER,ASSEMBLED; ;FIRST USED AS | Bolts, Washers & Fasteners
16375 | STUD,NUT | SERRATED GROOVES;M10 BOLT SIZE;22 MM LG; C/W LONG SPRING;FOR USE SURFACE O/D DISTRIBUTION SUBSTNS;PACK OF 100, PACK WEIGHT 5.90 KG; | Line Support Equip
17426 | STUD,NUT | M16; 460 MM Overall LG;c/w 2 x S/S Nuts 2 x Galv washers, Supports Susp Assy, Used in the install of Fibre Optic Cable | O/Head Line
17832 | STUD,NUT | M16;360 MM LG O/A,THREAD LENGTHS 160/ 60 MM;C/W 2 X 50 SQ MM GALV WASHERS & 2 S/S HEX NUTS;S/S SUPPORT STUD;U/W DIELECTRIC SUPPORT CLAMP SC17425; BAG 20 | O/Head Line
22595 | STUDBOLT | STEEL;GALV;STUD,INSULATOR;M20 X 195 MM OVERALL LENGTH;168.5 MM BENEATH COLLAR; C/W M20 NUT;SPRING & FLAT WASHER;SUITS 11 KV & 33 KV POST INSULATORS WHEN | Bolts, Washers & Fasteners
20288 | SUBSTATION | SKID MTD;8 MVA;FOR ESTIMATING PURPOSES ONLY;REFER TO DAVE CHILL; | Misc Non-Contract Items
23762 | SUBSTATION,CONTROL PANEL | CONTROL PANEL;REMOTE GENERATOR CONTROL SYSTEM SICM & COMMS INTERFACE; | Misc Non-Contract Items
23767 | SUBSTATION,CONTROL PANEL | CONTROL PANEL;33KV CAPACITOR PROT PANEL | Misc Non-Contract Items
23769 | SUBSTATION,CONTROL PANEL | CONTROL PANEL;132/110KV FEEDER CONTROL & | Misc Non-Contract Items
23772 | SUBSTATION,CONTROL PANEL | CONTROL PANEL;132/110KV BUS ZONE | Misc Non-Contract Items
23771 | SUBSTATION,CONTROL PANEL | CONTROL PANEL;132/110KV BUS SECTION | Misc Non-Contract Items
23770 | SUBSTATION,CONTROL PANEL | CONTROL PANEL;110/11/11KV TFMR CONTROL | Misc Non-Contract Items
23768 | SUBSTATION,CONTROL PANEL | CONTROL PANEL;33KV BUS ZONE/SECTION | Misc Non-Contract Items
23766 | SUBSTATION,CONTROL PANEL | CONTROL PANEL;33KV | Misc Non-Contract Items
23763 | SUBSTATION,CONTROL PANEL | CONTROL PANEL;11KV UNDER FREQUENCY | Misc Non-Contract Items
23764 | SUBSTATION,CONTROL PANEL | CONTROL PANEL;33/11KV TRANSFORMER | Misc Non-Contract Items
23765 | SUBSTATION,CONTROL PANEL | CONTROL PANEL;33/11KV TRANSFORMER PROT | Misc Non-Contract Items
2476745 | SULPHUR HEXAFLUORIDE | SF6 Gas, New, Purity >99.0%, Size G or 50kg Pressure Cylinder, EQL Stds T-1536, Spec IEC 60376 (Existing gas held in EQL warehouses) | Substation
2476752 | SULPHUR HEXAFLUORIDE | SF6 Gas, New, Purity >99.0%, Sizes up to 25kg Pressure Cylinder, EQL Stds T-1536, Spec IEC 60376 (Existing gas held in EQL warehouses) | Substation
13060 | SULPHUR HEXAFLUORIDE,TECHNICAL | SF6 Gas, Technical Grade 100%, Apple Green Body & Shoulder, Size G, Type 31 Valve, 1 Bottle per Skid, valve to be sealed by Manufacture | Substation
2497204 | SULPHUR HEXAFLUORIDE,TECHNICAL | SF6 Gas, Technical Grade 100%, Apple Green Body & Shoulder, Size D (10kg), Type 31 Valve, 1 Bottle per Skid, Valve to be Sealed by Manufacturer/Recycler | Substation
24644 | SUN SHIELD | ALUMINIUM SUN SHIELDS; RETROFIT KIT FOR SUN SHIELDS TO USE WITH SECURITY PANEL SC21872 IN SUBSTATION SWITCHYARDS | Substation Accessories
19035 | SUNBURN PREVENTIVE PREPARATION | PRO BLOC SUNSCREEN;SPF50+;4 HR W/R; SUNBURN PREVENTATIVE PREPARATION; 125 ML TUBE; BOX 60; PARAMOUNT SAFETY/ PRO CHOICE; | PPE, Hardware & Tools
22105 | SUNSCREEN PREPARATION | Key Sun Clear Zinke, SPF 30+ or SPF 50+, Broad Spectrum UVA/UVB, 200g Tube, 4hrs Water Resistant, Reef Safe | PPE, Hardware & Tools
20267 | SUNSCREEN PREPARATION | Hamilton, SPF 50+, 200ml Pump Action Spray Bottle, Non-Greasy, Approx 4hr Water Resistant | PPE, Hardware & Tools
2472132 | SUNSCREEN PREPARATION | Daily Face Sunsense, SPF 50+, 100ml | HS & PPE
2472157 | SUNSCREEN PREPARATION | Ego Sunsense; 50ml; Roll On; SPF 50+ 4hr water resistant; Non-greasy | PPE, Hardware & Tools
2472173 | SUNSCREEN PREPARATION | Key Sun Clear Zinc, 50g, SPF 30+, 4hr Water Resistant, Reef Safe | PPE, Hardware & Tools
2472223 | SUNSCREEN PREPARATION | Hamilton Active Family; 500 ml; SPF 50+ 4hr water resistant | HS & PPE
2472215 | SUNSCREEN PREPARATION | Hamilton Active Family; 250 ml; SPF 50+ 4hr water resistant | HS & PPE
2472207 | SUNSCREEN PREPARATION | Hamilton Sensitive; 265 ml; SPF 50+; 4hr water resistant; low allergy | PPE, Hardware & Tools
2472199 | SUNSCREEN PREPARATION | Ultra Protect; 100g; SPF 50+ 4hr water resistant; Contains Oxybenzone | PPE, Hardware & Tools
2472181 | SUNSCREEN PREPARATION | Ultra Protect;250ml;Trigger spray;SPF 50 4hr water resistant; Contains Oxybenzone | PPE, Hardware & Tools
2472124 | SUNSCREEN PREPARATION | Key Sun Tanne, SPF 30+, 50g Coloured Zinc Cream, 4hr Water Resistant | PPE, Hardware & Tools
17833 | SUPPORT | USED AS DIELECTRIC SUPPORT FOR STRINGING FIBRE OPTIC CABLE;14.0 - 14.99 MM OD, INCLUDES SUPPORT CUSHIONS & M8 FASTENERS ; | Communications
18107 | SUPPORT | USED AS DIELECTRIC SUPPORT FOR STRINGING FIBRE OPTIC CABLE;14.0 - 14.9 MM OD ADSS ;USED WITH STOCK CODE 17427; | Forged Fittings
18434 | SUPPORT | Angle, Steel, Hot Dip Galv, suit RMU's, for 900 x 900 Box Culvert c/w 2 Bolts per Support in a box, Slots & Holes as per Dwg, Tied as Pairs, Pack of 2 | Line Support Equip
20673 | SUPPORT | FIBERLIGN DIELECTRIC SUPPORT;13.5 MM CABLE; | O/Head Line
23068 | SUPPORT | STIRRUP BRACKET;GALV DUCTILE IRON;FOR USE WITH BM24 BRACKET;FOR MOUNTING HENDRIX SPACERS;FOR USE WITH HENDRIX SPACER SYSTEM;REQUIRED FOR CBT-MFD | Substation
22896 | SUPPORT | STEEL;HOT DIPPED GALV;FOR 11 KV TRANSFORMER CABLES;TYPE 3 STAND; 2200 LONG; | Misc Non-Contract Items
21970 | SUPPORT | STRUCTURE;STEEL;GALV;HOT DIPPED;NEX; DIM X = 2700 MM;ENERGEX DWG LOSTD-ST042- 01;USED IN SUBSTNS; | Misc Non-Contract Items
21969 | SUPPORT | STRUCTURE;STEEL;GALV;HOT DIPPED;NEX; DIM X = 3600 MM;ENERGEX DWG LOSTD-ST042- 01;USED IN SUBSTNS; | Misc Non-Contract Items
21777 | SUPPORT | STEEL;HOT DIPPED GALV;FOR 11 KV TRANSF CABLES;TYPE 2 STAND;1200 LONG; | Misc Non-Contract Items
21776 | SUPPORT | STEEL;HOT DIPPED GALV;FOR 33 KV TRANSF CABLES;TYPE 1 STAND;1700 LONG; | Misc Non-Contract Items
21775 | SUPPORT | STEEL;HOT DIPPED GALV;FOR 33 KV MODULAR SUB CABLES;WITH SIEMENS SWITCHGEAR; | Misc Non-Contract Items
21285 | SUPPORT | RED;RUBBER HOLDER;62 MM;USED FOR SECURING HOT LINE STICKS; | Misc Non-Contract Items
21284 | SUPPORT | VARIOUS COLOURS;RUBBER HOLDER;32 MM; USED FOR SECURING HOT LINE STICKS; | Misc Non-Contract Items
20141 | SUPPORT | STEEL;HOT DIPPED GALV;33 KV INSULATOR SUPPORT ADAPTOR;2400 MM LG,120 MM CENTRES;C/W 2 X ELBOWS, 1 X BOX OF NUTS/BOLTS; | Misc Non-Contract Items
20140 | SUPPORT | STEEL;HOT DIPPED GALV;3 X 1 PHASE FOR 33 KV CAPACITOR; C/W 2 X STEEL POLES, 1 X STEEL CROSSARM, 3 X STEEL BRACES; HEIGHT-DIMENSION X = 3830 MM,2400 MM W; | Misc Non-Contract Items
18435 | SUPPORT | ANGLE STEEL;GALV;900 MM LG;100 MM X 75 MM ANGLE;WITH HOLES AS PER DWG ST001-03;U/W RMU'S;PACK OF 1,PALLET OF 5 ,PALLET WEIGHT 64 KG; | Line Support Equip
18433 | SUPPORT | ANGLE STEEL;GALV;1200 MM LG;100 MM 75 MM ANGLE;WITH SLOTS & HOLES AS PER DWG ST001-01;U/W RMU'S; | Misc Non-Contract Items
18080 | SUPPORT | CAST IRON T-BAR SUPPORT FRAME;U/W P6 UNDERGROUND PIT,REFER STOCK CODE 18079; PACK OF 1PACK WEIGHT 2.8 KG; | U/G Pits & Pillars
18065 | SUPPORT | USED AS A DIELECTRIC SUPPORT FOR STRINGING FIBRE OPTIC CABLE;15.0 - 15.99 MM OD ADSS SUSPENSION INCONJUNCTION WITH M16 SAFETY HOCK & BOLT,(SC12783 - HOOK | O/Head Line
4727 | SUPPORT SCREW,BRIDGING LINK | ;FOR 10 MM THK TERMINAL BLOCK (UTILUX H2238);STOCK CODE 08701;2 WAY BRIDGING LINK (STOCK CODE 04708),10 WAY BRIDGING LINK (STOCK CODE 04709);PACK OF 100; | Hardware & Tools
2477883 | SUPPORT,BARRICADE | Magnetic Wall Receiver, to be used with Retracting Belt Barrier | Tools & Equipment
12431 | SUPPORT,ELEC EQUIP | STEEL,GDE 250;GALV;100 MM W;75 MM H; W/16 MM DIA HOLE & SLOT EACH END; 10 (UA) UNEQUAL ANGLE;AS3679; 1400 MM LG;USED AS RMU SUPPORT STEEL; | Line Support Equip
19548 | SUPPORT,ELEC EQUIP | UNIVERSAL BEAM;150 UB 14.0;GALV;150 MM X 75 MM X 720 MM LG;AS3679-300;USED AS A DRY TYPE TRANSFORMER SUPPORT STEEL; PACK OF 1; | Misc Non-Contract Items
21678 | SURGE ARRESTER | 22 KV;10 KA;FOR U/W 3 WIRE,22 KV & 12.7 KV SWER SYSTEM;C/W 700 MM LG 16 SQ MM LINE END LEAD & CAP; | Surge Arresters
13116 | SWEATBAND,HEADWEAR | TERRY COTTON;PACK OF 20;SWEATBAND FOR USE IN MOST PROTECTOR HELMETS & CAPS; | Hardware & Tools
15294 | SWEATBAND,HEADWEAR | TERRY COTTON;FOAM BACKED C/W 3 HOW CONDUCTIVE PRESS STUDS;TO SUIT MSA V GUARD SAFETY CAPS; | PPE, Hardware & Tools
21359 | SWEATBAND,HEADWEAR | SHEEP SKIN SWEATBAND;U/W SAFETY HELMET/CAPS SC01991 & SC14294;PACK OF 10; | PPE, Hardware & Tools
362 | SWITCH ASSEMBLY | 33kV, Taps 15, Nom 5, Step Size 1.25, Range -12.5,5, S/N R760730, AEI S21AX2T, Ex-SSCFD/TR2 | Network Spares
4602 | SWITCH FUSE GEAR | 12 KV;3 PHASE;400 AMP BKG CAP;30 KA MKG CAP;14.4 KA,1 SEC,SW SH TIME W/STAND CURR;1 FUSE SW;400 AMP NORM CURR;400 AMP BKG CUR R;30 KA MKG CURR;1 PHASE TRIP; | Switchgear
2489532 | SWITCH FUSE GEAR | 12kV, Schneider RM6, SF6 Insulated, I/D RMU, 2 x 630A Cable Switch, Disconnectors, 1 x 200A Transformer CB, (Type NE-IDI), IAC AFLR, ABB to be Free | Substation
934123 | SWITCH FUSE GEAR | REFURBED SAFELINK 2 CFC ID; SINGLE SWITCH FUSE RMU; FOR 11KV OIL-TYPE & DRY TYPE TRANSFORMER CONNECTION UP TO 1500KVA; MECH D; | Switchgear
25390 | SWITCH FUSE GEAR | ABB SAFEPLUS CCC ID AFLR RMU 12KV; 3 PHASE; 630A; 50HZ; FAULTMAKE,LOAD BREAK; TRIPLE POLE OPERATED;SF6; METAL CLAD; | Switchgear
25389 | SWITCH FUSE GEAR | ABB SAFEPLUS CCCF ID AFLR RMU 12KV; 3 PHASE; 630A; 50HZ; FAULTMAKE,LOAD BREAK; TRIPLE POLE OPERATED;SF6; METAL CLAD; | Switchgear
34143 | SWITCH FUSE GEAR | SAFELINK 2 CFC OD RC; SINGL SWITCH FUSE RMU; 11KV OILTYPE TRANSFORMER CONNECTION UP TO 100KVA; WITH REMOTE CONTROL KIT; CONTROLS ALL CABLE SWITCH DISCONNECTORS; | Switchgear
23176 | SWITCH FUSE GEAR | ABB SAFELINK RMU; OVERTRAVEL ARRESTOR; OTA; MAIN SWITCH; RED; | Switchgear
23175 | SWITCH FUSE GEAR | SAFELINK OVERTRAVEL ARRESTOR; EARTH SWITCHES; ABB SAFELINK RMU OVERTRAVEL ARRESTOR; OTA KIT; EARTH SWITCH; GREEN & RED; | Switchgear
22076 | SWITCH FUSE GEAR | 12 KV;3 PHASE;630 AMP;20 KA;50 HZ;FAULT MAKING,LOAD BREAKING;TRIPLE POLE OPERATED;I/D;SF6;METAL CLAD;NON-EXT; BOTTOM CABLE ENTRY;ABB SAFELINK CFCC; | Switchgear
22075 | SWITCH FUSE GEAR | 12 KV;3 PHASE;630 AMP;20 KA;50 HZ;FAULT MAKING,LOAD BREAKING;TRIPLE POLE OPERATED;I/D;SF6;METAL CLAD;NON-EXT; BOTTOM CABLE ENTRY;ABB SAFELINK CFCF; | Switchgear
22074 | SWITCH FUSE GEAR | 12 KV;3 PHASE;630 AMP;20 KA;50 HZ;FAULT MAKING,LOAD BREAKING;TRIPLE POLE OPERATED;I/D;SF6;METAL CLAD;NON-EXT; BOTTOM CABLE ENTRY;ABB SAFELINK CFCF | Switchgear
22073 | SWITCH FUSE GEAR | 12 KV;3 PHASE;630 AMP;20 KA;50 HZ;FAULT MAKING,LOAD BREAKING;TRIPLE POLE OPERATED;I/D;SF6;METAL CLAD;NON-EXT; BOTTOM CABLE ENTRY;ABB SAFELINK CFCC; | Switchgear
22072 | SWITCH FUSE GEAR | 12 KV;3 PHASE;630 AMP;20 KA;50 HZ;FAULT MAKING,LOAD BREAKING;TRIPLE POLE OPERATED;I/D;SF6;METAL CLAD;NON-EXT; BOTTOM CABLE ENTRY;ABB SAFELINK CFC; | Switchgear
22071 | SWITCH FUSE GEAR | 12 KV;3 PHASE;630 AMP;20 KA;50 HZ;FAULT MAKING,LOAD BREAKING;TRIPLE POLE OPERATED;I/D;SF6;METAL CLAD;NON-EXT; BOTTOM CABLE ENTRY;ABB SAFELINK CFC; | Switchgear
22070 | SWITCH FUSE GEAR | 12 KV;3 PHASE;630 AMP;20 KA;50 HZ;FAULT MAKING,LOAD BREAKING;TRIPLE POLE OPERATED;I/D;SF6;METAL CLAD;NON-EXT; BOTTOM CABLE ENTRY;ABB SAFELINK CCC; | Switchgear
22069 | SWITCH FUSE GEAR | 12 KV;3 PHASE;630 AMP;20 KA;50 HZ;FAULT MAKING; LOAD BREAKING;TRIPLE POLE OPERATED;I/D;SF6;METAL CLAD;NON-EXT; BOTTOM CABLE ENTRY;ABB SAFELINK CCC; | Switchgear
22068 | SWITCH FUSE GEAR | 12 KV;3 PHASE;630 AMP;20 KA;50 HZ;FAULT MAKING,LOAD BREAKING; TRIPLE POLE OPERATED;I/D;SF6;METAL CLAD;NON-EXT; BOTTOM CABLE ENTRY;ABB SAFELINK CCCC; | Switchgear
21840 | SWITCH FUSE GEAR | LUCY FRMU TRIPLEX GLAND PLATE; TEE-OFF SPLIT GLAND PLATE ASSEMBLY, FOR ENERGEX;FOR USE WITH TRIPLEX CABLE TERMINATION; | Switchgear
20722 | SWITCH FUSE GEAR | 12 KV;LUCY;SABRE VRN 2 AMP;O/D RMU;SF6 INSULATED;METAL CLAD;FULLY-EXT;2 X 630 AMP CABLE SWITCH DISCONNECTORS;1 X 250 AMP TRANSFORMER VACCUM CIRCUIT | Switchgear
20721 | SWITCH FUSE GEAR | 12 KV;LUCY;OIL INSULATED;O/D RMU;2 X 630 AMP CABLE SWITCH DISCONNECTORS;1 X 200 AMP TRANSFORMER SWITCH FUSE;TOP ENTRY CABLE BOXES;(TRIDENT TYPE FRMU- | Switchgear
20720 | SWITCH FUSE GEAR | 12 KV;LUCY;OIL INSULATED;O/D RMU;2 X 630 AMP CABLE SWITCH DISCONNECTORS;1 X 200 AMP TRANSFORMER SWITCH FUSE; (TRIDENT TYPE FRMU-STANDARD);BOTTOM | Switchgear
20719 | SWITCH FUSE GEAR | 12 KV;LUCY;OIL INSULATED;O/D RMU;2 X 630 AMP CABLE SWITCH DISCONNECTORS;1 X 200 AMP TRANSFORMER SWITCH FUSE;TOP ENTRY CABLE BOXES;(TYPE TRIDENT FRMU- | Switchgear
20718 | SWITCH FUSE GEAR | 12 KV;LUCY;OIL INSULATED;O/D RMU;2 X 630 AMP CABLE SWITCH DISCONNECTORS;1 X 200 AMP TRANSFORMER SWITCH FUSE;(TYPE TRIDENT FRMU-STANDARD);BOTTOM ENTRY | Switchgear
20887 | SWITCH FUSE GEAR | 12 KV;3 PHASE;630 AMP;20 KA;50 HZ;FAULT MAKING LOAD BREAKING;TRIPLE POLE OPERATED;I/D;SF6;METAL CLAD NON-EXT; *ITEM SUPPLIED W/OUT HANDLES*;C/W CABLE | Switchgear
20710 | SWITCH FUSE GEAR | Magnefix 11kV, Hazemeyer, Single to 3 Ph Conversion Kit, c/w Bridging Handle & Instalationl Hardware, for Replacing Damaged/Degraded 3 Ph Ganging | Switchgear
20709 | SWITCH FUSE GEAR | Magnefix, Replacement Single Phase Switch Cap for Hazemeyer Type RMUs, Shelf life 20 years. | Switchgear
19755 | SWITCH FUSE GEAR | RMU WITH TR1S9 (BLOCK Z);RM6;ITEM INSTALLED AT GARDEN POINT QUT; | Switchgear
19754 | SWITCH FUSE GEAR | SDAF 143 SERIES II;ITEM INSTALLED AT GARDEN POINT QUT; | Switchgear
19753 | SWITCH FUSE GEAR | 24 KV;SF6 RMU;630 AMP SWITCH;100 AMP TEE OFF;ABB TYPE CTC-V; | Switchgear
18553 | SWITCH FUSE GEAR | 12 KV;3 PHASE;20 KA FOR 3 SEC;400 AMP SWITCH;630 AMP BUSBAR;2 BUSBAR CABLE BOXES;SUITABLE FOR 3 CORE 300 SQ MM CABLE;TYPE SD; | Switchgear
18115 | SWITCH FUSE GEAR | 12 KV;3 PHASE;2 SW;630 AMP;55 KA MKG CAP ;OUTDOOR;METAL CLAD;OIL FILLED WITH 3 CABLE BOXES; | Switchgear
18090 | SWITCH FUSE GEAR | 12 KV;3 PHASE;50 HZ;630 AMP;21 KA MKG CAP;SF6;NON-EXT METAL CLAD RMU;C/W 4 X 630 AMP SWITCHES (RM6 4I) CABLE BOXES;C/W GLAND PLATES,WITH OUTDOOR | Switchgear
17968 | SWITCH FUSE GEAR | 12 KV;SCHNEIDER RM6;SF6 INSULATED; I/D RMU;2 X 630 AMP CABLE SWITCH; DISCONNECTORS;1 X 200 AMP TRANSFORMER CIRCUIT BREAKER;(TYPE NE-IDI); | Switchgear
17959 | SWITCH FUSE GEAR | 12 KV;3 PHASE;630 AMP;21 KA MKG CAP;SF6; NON-EXT METAL CLAD RMU;SCHNEIDER RM6 (NE-DI) WITH 1 X 630 AMP SWITCH & 1 X 200 AMP CB CABLE BOXES;C/W GLAND | Switchgear
17943 | SWITCH FUSE GEAR | 12 KV;LUCY;OIL INSULATED;O/D RMU; 2 X 630 AMP CABLE SWITCH DISCONNECTORS; 1 X 200 AMP TRANSFORMER SWITCH FUSE; TOP ENTRY CABLE BOXES; (TYPE TRIDENT | Switchgear
17942 | SWITCH FUSE GEAR | 12 KV;3 PHASE;630 AMP;OIL FILLED O/D TYPE;METAL CLAD EXT RMU;C/W 3 X 630 AMP RING MAIN SW;LUCY RMU;SH TIME CURR; 21.9 KA FOR 3 SECS; | Switchgear
17936 | SWITCH FUSE GEAR | 12 KV;LUCY;OIL INSULATED;O/D RMU; 2 X 630 AMP CABLE SWITCH DISCONNECTORS; 1 X 200 AMP TRANSFORMER SWITCH FUSE; (TYPE TRIDENT FRMU - STANDARD);BOTTOM | Switchgear
17865 | SWITCH FUSE GEAR | FALCON BETA TYPE 'TAMCO' GR1-01;C/W 630 AMP CIRCUIT BREAKER;BUS BAR AND BOTTOM ENTRY FEEDER CABLE BOXES;BUS BAR END CAP;(400/5 CT & SELF POWER | Switchgear
17512 | SWITCH FUSE GEAR | 12 KV;3 PHASE;20 KA FOR 3 SEC;1-400 AMP SWITCH;630 AMP BUSBAR;2 BUSBAR CABLE BOXES SUITABLE FOR 3-630 AMP SINGLE CORE CABLES; | Switchgear
17507 | SWITCH FUSE GEAR | 12 KV;3 PHASE;630 AMP NORM CURR;63 KA BKG CAP;25 KA FOR 1 SEC;I/D;EXT;FLUOKIT M24;C/W 3 ISOLATORS,1 BUSBAR CONNECTION UNIT,1 BUSBAR RISER UNIT; | Switchgear
17468 | SWITCH FUSE GEAR | 12 KV;3 PHASE;3 SW;630 AMP NORM CURR; 63 KA MKG CAP;25 KA FOR 1 SEC,SH TIME W/STAND CURR;2 FUSE SW;200 AMP NORM CURR ;63 KA MKG CAP;AIR INSULATED FUSES; | Switchgear
17437 | SWITCH FUSE GEAR | 12 KV;3 PHASE;630 AMP NORM CURR;63 KA MKG CAP;25 KA FOR 1 SEC;I/D,EXT,FLUOKIT M24,1 MANUALLY OPERATED SWITCH; | Switchgear
17399 | SWITCH FUSE GEAR | 12 KV;3 PHASE;3 X 630 AMP MOTORISED (24VDC) SWITCHES;4 X 200 AMP FUSE SWITCHES;AIR INSULATED FUSES;INDOOR, EXTENSIBLE;FLUOKIT M24; | Switchgear
17375 | SWITCH FUSE GEAR | 12 KV;3 PHASE;630 AMP RMU;WITH TWO 630 AMP SW & ONE 200 AMP TEE-OFF CB;SF6 INSUL;METAL CLAD INDOOR NON-EXT SCHNEIDER RM6,CABLE BOXES C/W GLAND | Switchgear
17374 | SWITCH FUSE GEAR | 12 KV;3 PHASE;630 AMP RMU;THREE 630 AMP SWITCHES;SF6 INSUL;METAL CLAD INDOOR NON-EXT SCHNEIDER RM6,CABLE BOXES C/W GLAND PLATES; | Switchgear
25099 | SWITCH FUSE GEAR | ABB SAFEPLUS VFFF-FV ID AFLR RMU FOUR TRANSFORMER FUSE SWITCH DOUBLE FEEDER CIRCUIT BREAKER; REAR TOP OR FRONT BOTTOM CABLE ENTRY; | Switchgear
24979 | SWITCH FUSE GEAR | ABB SAFEPLUS CCFF ID AFLR RMU 12KV; 3 PHASE; 630A; 50HZ; FAULTMAKE, LOAD BREAK; TRIPLE POLE OPERATED;SF6 METAL CLAD BOTTOM ENTRY; | Switchgear
24976 | SWITCH FUSE GEAR | ABB SAFEPLUS CCFF ID AFL RMU 12KV; 3 PHASE; 630A; 50HZ; FAULTMAKE, LOAD BREAK; TRIPLE POLE OPERATED;SF6; METAL CLAD BOTTOM ENTRY; | Switchgear
24975 | SWITCH FUSE GEAR | ABB SAFEPLUS CCF ID AFL RMU 12KV; 3 PHASE; 630A; 50HZ; FAULTMAKE, LOAD BREAK; TRIPLE POLE OPERATED;SF6; METAL CLAD BOTTOM ENTRY; | Switchgear
24997 | SWITCH FUSE GEAR | ABB SAFEPLUS CCF RMU 12 KV; 3 PHASE; 630A; 50HZ; FAULTMAKE,LOAD BREAK; TRIPLE POLE OPERATED;SF6; METAL CLAD | Switchgear
24327 | SWITCH FUSE GEAR | ABB SAFE+ AFLR -VV-; REAR TOP OR FRONT BOTTOM CABLE ENTRY; 2 X 630A TRANSFORME CBS; FOR USE IN CBD MESH SUBS; 696X925X2486H; 430KG; EXT BOTH SIDES | Substation
24204 | SWITCH FUSE GEAR | ABB SAFEPLUS AFLR VVVV-; REAR TOP OR FRONT BOTTOM CABLE ENTRY;630A CB INCOMER 630A TRANSFORMER CB; FOR USE IN CBD MESH SUBS; 1346X925X2486H; 800KG; EXT RHS; | Switchgear
24192 | SWITCH FUSE GEAR | ABB SAFE+ AFLR VVVV-VV;REAR TOP OR FRONT BOTTOM CABLE ENTRY;630A CB INCOMER; 630A TRANSFORMER CB; FOR USE IN CBD MESH SUBS; 2050X925X2486H; 800+430KG; EXT RHS | Switchgear
23853 | SWITCH FUSE GEAR | ABB SAFEPLUS VFFV-FV- TRIPLE TRANSFORMER FUSE SWITCH TRIPLE FEEDER CIRCUIT BREAKER REAR TOP OR FRONT BOTTOM CABLE ENTRY | Switchgear
23852 | SWITCH FUSE GEAR | ABB SAFEPLUS VFF-FV- TRIPLE TRANSFORMER FUSE SWITCH DOUBLE FEEDER CIRCUIT BREAKER REAR TOP OR FRONT BOTTOM CABLE ENTRY | Switchgear
23851 | SWITCH FUSE GEAR | ABB SAFEPLUS VFFV- DOUBLE TRANSFORMER FUSE SWITCH DOUBLE FEEDER CIRCUIT BREAKER REAR TOP OR FRONT BOTTOM CABLE ENTRY | Switchgear
23850 | SWITCH FUSE GEAR | ABB SAFEPLUS VFV- SINGLE TRANSFORMER FUSE SWITCH DOUBLE FEEDER CIRCUIT BREAKER REAR TOP OR FRONT BOTTOM CABLE ENTRY | Switchgear
23710 | SWITCH FUSE GEAR | SWITCHCRAFT iGIS MESH SPECIAL SWGR; VTT-VVV+ CONFIG;DOUBLE FUSE-SWITCH; (T-PANEL), STANDARD;DOUBLE FEEDER CIRCUIT BREAKER WITH FEEDER DIFFERENTIAL | Switchgear
34161 | SWITCH FUSE GEAR | SAFELINK 2 CCCC OD RC; 4 WAY SWITCHING UNIT; WITH REMOTE CONTROLKIT; CONTROLS CABLE SWUTCH DISCONNECTORS; INCLUDING MOUNTING PLINTH AND OUTDOOR ENCLOSURE; | Substation
34160 | SWITCH FUSE GEAR | SAFELINK 2 CCC OD RC; 3 WAY SWITCHING UNIT; REMOTE CONTROL KIT TO CONTROL ALL CABLE SWITCH DISCONNECTORS; INCLUDING MOUNTING PLINTH AND OUTDOOR | Substation
34159 | SWITCH FUSE GEAR | SAFELINK 2 CFFCFC OD RC; 3 WAY SINGLE SWITCH FUSE RMU;11KV OILTYPE TRANSFORMER CONNECTION; UP TO 1000KVA; COMPLETE WITH REMOTE CONTROL KIT; CONTROLS ALL CABLE | Substation
34158 | SWITCH FUSE GEAR | SAFELINK 2 CFFC OD RC; DOUBLE SWITCH FUSE RMU; 11KV OILTYPE TRANSFORMER CONNECTION UP TO 1000KVA; COMPLETE WITH REMOTE CONTROL KIT TO CONTROL ALL | Substation
34157 | SWITCH FUSE GEAR | SAFELINK 2 CFC OD RC; SINGL SWITCH FUSE RMU; 11KV OILTYPE TRANSFORMER CONNECTION UP TO 100KVA; WITH REMOTE CONTROL KIT; CONTROLS ALL CABLE SWITCH DISCONNECTORS; | Substation
34147 | SWITCH FUSE GEAR | SAFELINK 2 CCCC OD RC; 4 WAY SWITCHING UNIT; WITH REMOTE CONTROLKIT; CONTROLS CABLE SWUTCH DISCONNECTORS; INCLUDING MOUNTING PLINTH AND OUTDOOR ENCLOSURE; | Switchgear
34146 | SWITCH FUSE GEAR | SAFELINK 2 CCC OD RC; 3 WAY SWITCHING UNIT; REMOTE CONTROL KIT TO CONTROL ALL CABLE SWITCH DISCONNECTORS; INCLUDING MOUNTING PLINTH AND OUTDOOR | Switchgear
34145 | SWITCH FUSE GEAR | SAFELINK 2 CFFCFC OD RC; 3 WAY SINGLE SWITCH FUSE RMU;11KV OILTYPE TRANSFORMER CONNECTION; UP TO 1000KVA; COMPLETE WITH REMOTE CONTROL KIT; CONTROLS ALL CABLE | Switchgear
34144 | SWITCH FUSE GEAR | SAFELINK 2 CFFC OD RC; DOUBLE SWITCH FUSE RMU; 11KV OILTYPE TRANSFORMER CONNECTION UP TO 1000KVA; COMPLETE WITH REMOTE CONTROL KIT TO CONTROL ALL | Switchgear
17373 | SWITCH FUSE GEAR | 12 KV;3 PHASE;630 AMP RMU;WITH THREE 630 AMP SW & ONE 200 AMP TEE-OFF CB; SF6 INSUL; | Switchgear
17372 | SWITCH FUSE GEAR | 12 KV;3 PHASE;630 AMP RMU;WITH TWO 630 AMP SW & TWO 200 AMP TEE-OFF CB'S;SF6 INSUL;METAL CLAD INDOOR NON-EXT SCHNEIDER RM6,CABLE BOXES C/W GLAND | Switchgear
17184 | SWITCH FUSE GEAR | 12 KV;3 PHASE;3 SW;630 AMP NORM CURR; 63 KA MKG CAP;25 KA FOR 1 SEC,SH TIME W/STAND CURR;1 X CB;400 AMP NORM CURR;63 KA MKG CAP;SF6 INSUL;I/D;EXT; | Switchgear
17183 | SWITCH FUSE GEAR | 12 KV;3 PHASE;3 SW;630 AMP NORM CURR; 63 KA MKG CAP;25 KA FOR 1 SEC,SH TIME W/STAND CURR;I/D;EXT; | Switchgear
17182 | SWITCH FUSE GEAR | 12 KV;3 PHASE;2 SW;630 AMP NORM CURR; 63 KA MKG CAP;25 KA FOR 1 SEC,SH TIME W/ST & CURR;1 X CB;400 AMP NORM CURR; 63 KA MKG CAP;SF6 INSUL;I/D;EXT; | Switchgear
2621 | SWITCH ISOLATOR. | 660 V;800 AMP;SP;SWITCH UNIT;LV OUTDOOR; 2 HOLE PALMS TO SUIT M12 LUGS;C/W 2 OFF M 12 X 40 SS BOLT NUT & WASHERS;PACK OF 3,PALLET OF 96,PALLET WEIGHT 810 KG; | Switchgear Distribution
23836 | SWITCH ISOLATOR. | 36 KV;630 AMP;3 PHASE;MID POLE MTG OR POLE TOP MTG;UNITISED AIR BREAK SWITCH; FITTED WITH ARC INTERRUPTER; & EXT SIDE MTG BKT;PLUS EXTENSIBLE DOWNROD; | Switchgear Distribution
23873 | SWITCH ISOLATOR. | ABB R SERIES 36kV POLYMER AIR BREAK SWITCH 800 AMP SINGLE PHASE ASSEMBLY; U/W PLATE DWG SST136-ST008-01; FOR SUBSTATION USE; | Misc Non-Contract Items
23835 | SWITCH ISOLATOR. | 12 KV;630 AMP;3 PHASE;MID POLE MTG OR POLE TOP MTG;UNITISED AIR BREAK SWITCH; FITTED WITH ARC INTERRUPTER & EXT SIDE MTG BKT; PLUS EXTENSIBLE DOWNROD; | Switchgear Distribution
9951 | SWITCH ISOLATOR. | 660 V;630 AMP;SP;SWITCH UNIT;LV OUTDOOR; 2 HOLE PALMS TO SUIT M12 LUGS;C/W 2 OFF M12 X 40 SS BOLT NUT & WASHERS;PACK OF 3 ,PALLET OF 81,PALLET WEIGHT 600 KG; | Switchgear Distribution
23116 | SWITCH, EARTHING | EARTH SWITCH; HIGH SPEED; SIEMENS TYPE 8DN8-2 ( Item 3c); FOR USE IN SIEMENS 8DN8 145KV INDOOR SWITCHGEAR; | Substation
23136 | SWITCH, EARTHING | EARTH SWITCH; HIGH SPEED; SIEMENS TYPE 8DN8-3 ( Item 7d); FOR USE IN SIEMENS 8DN8 145KV OUTDOOR SWITCHGEAR; | Substation
23135 | SWITCH, EARTHING | EARTH SWITCH; HIGH SPEED; SIEMENS TYPE 8DN8-3 ( Item 7c); FOR USE IN SIEMENS 8DN8 145KV OUTDOOR SWITCHGEAR; | Substation
17467 | SWITCH,EARTHING | 145 KV;3 PHASE;40 KA FOR 1 SEC;MANUALLY OPERATED;TYPE SE 145;FOR U/W STOCK CODE 17466; | Switchgear Substation
23529 | SWITCH,EARTHING | 145kV GAS INSULATED SWGR;SWITCH,EARTH; SUITS CONNECTION TO INDOOR FEEDER/ TRANSFORMER SWGR BAYS OR INDOOR BUS SECTION SWGR BAYS | Switchgear Substation
23534 | SWITCH,EARTHING | OUTDOOR BUS EARTH SWITCH MODULE; SUITABLE FOR CONNECTION TO OUTDOOR FEEDER/TRANSFORMER SWGR BAYS OR OUTDOOR BUS SECTION SWGR BAYS; | Switchgear Substation
21035 | SWITCH,EARTHING | 3 PHASE FAULT MAKE BUSBAR EARTH SWITCH;12 KV;25 KA;SUITABLE FOR HAWKERSIDDLEY ECLIPSE SWITCHBOARD; C/W VOLTAGE DETECTORS;MANUAL | Substation
20631 | SWITCH,ELECTRICAL | CHANGEOVER SWITCH;TYPE AT OLTC; | Switchgear Substation
21338 | SWITCH,ETHERNET | ETHERNET SWITCH;C/W 4, 10/100 BASE TX PORTS;100 BASE FX FIBRE PORT; | Communications
24911 | SWITCH,ETHERNET | TERMINAL SERVER; OPENGEAR ACM7004-2; 4 SERIAL PORT; 2 ETHERNET PORT 9-30VDC | Communications
20146 | SWITCH,FUSED | 400A Fuse Disconnect Device, 415VAC, 3Ph Ganged, ABC, suits DIN Type Fuse Links Size 1 & 2, M12 Bolted Lug Terminals on Line & Load Sides, Dwg 71969-5EX2 | Switchgear Distribution
2485035 | SWITCH,FUSED | LV Circuit, 630A, 3 Pole, Vertigroup VS3 | U/G Equipment
2485050 | SWITCH,FUSED | LV Circuit, 160A, 3 Pole, Vertigroup VS3 | U/G Equipment
2498004 | SWITCH,FUSED | Fuse Disconnect Device, 3 x 1Ph, Individually Switched, M12 Terminal Palm, c/w Galv Mtg Bracket, Located at Pole End | Switchgear Distribution
2485043 | SWITCH,FUSED | LV Circuit, 1260A, 3 Pole, Vertigroup VS | U/G Equipment
22545 | SWITCH,FUSED | 630A, 660V, 3 Pole, HRC Fuseway, Bottom Terminal Connectors, suit Jean Muller LV Switchboard (scm) | Fuses
22849 | SWITCH,FUSED | 13kA, 36kV, Air Insulated, HRC Fuse Holder suits Electrical Fuse Links, DWG 11027-A4 | Fuses
23300 | SWITCH,FUSED | 400A Fuse Disconnector Switch, 415V, 3 Ph, Vertically Mounted on a Steel Frame c/w Rear Termination Cover & Mounting Fixings, TS 521 (scm) | U/G Pits & Pillars
2476661 | SWITCH,INTERLOCK | Magnefix, Hazemeyer MD4, Interlock, Set for complete T-unit, Replaces 684.460 | Tools & Equipment
21152 | SWITCH,ISOLATING | 63A, Single Pole, Pack of 1 | Hardware & Tools
649107 | SWITCH,ISOLATING | Link, 11/22kV, 630A, 150kV BIL, Crossarm Mounted, ETS 06-05-01 (scm) | Switchgear Distribution
2485274 | SWITCH,ISOLATING | Battery Isolation Cubicle, 1 x Indoor, 125V, 160A, Form 1, 2kA, IP51, 1 x 3 Pole 200A DC CB, c/w 160A Overload Trip & 2000A Instantaneous Trip w/-Aux | Substation Batteries
2485266 | SWITCH,ISOLATING | Battery Isolation Cubicle, 1 x Indoor, 125V, 112A, Form 1, 2kA, IP51, 1 x 3 Pole 160A DC CB, c/w 112A Overload Trip & 2000A Instantaneous Trip w/-Aux | Substation Batteries
2484707 | SWITCH,ISOLATING | Auto Transfer Switch, 3Ph+N, 630A Rating, Supply 1, Off, Supply 2, ATS Mechanism Only, ATYS P 4P 630A, Tech Spec C10493 | Substation
2484699 | SWITCH,ISOLATING | Auto Transfer Switch, 3Ph+N, 400A Rating, Supply 1, Off, Supply 2, ATS Mechanism Only, ATYS P 4P 400A, Tech Spec C10493 | Substation
2484681 | SWITCH,ISOLATING | Auto Transfer Switch, 3Ph+N, 125A Rating, Supply 1, Off, Supply 2, ATS Mechanism Only, ATYS P M 4P 125A, Tech Spec C10493 | Substation
25462 | SWITCH,ISOLATING | 2000 AMP DISCONNECTOR;REAR CONNECT; 2 X 1000 AMP BASE; EQUIV DIN SIZE 3 TINNED SOLID COPPER LINKS; SUITABLE FOR WEBER LV SWITCHBOARD CK18 SQ & RECT PMTS; | Switchgear Distribution
2470995 | SWITCH,ISOLATING | 15.5kV, 3 Ph, 630A, 12.5kA, Switch in SF6 Tank c/w Control Cubicle, 9m Control Cable, ADVC3 Controller, IOEX2 & FTIM2 Modules, Schneider RL27 (scm) | Switchgear Distribution
104731 | SWITCH,ISOLATING | Meter Isolation Link c/w 22mm Brass Tube Isolating Link, Clear PC w/-Meter Seal Eyelets, Backwired 4 x 35mm Terminals, Rated 125, Dwg 887923-01, ETS 04-04-02 | Meters
2471001 | SWITCH,ISOLATING | 15.5kV, 3 Ph, 630A, 12.5kA, Switch in SF6 Tank c/w Control Cubicle, 9m Control Cable, ADVC3 Controller, Pole Mount Bracket, Aux Supply VT with VT CCT | Switchgear Distribution
22278 | SWITCH,ISOLATING | WEATHERPROOF;20 AMP;DOUBLE POLE;IP66; SWITCH FOR DSS RADIO STATIONS; | Hardware & Tools
14282 | SWITCH,LAMPHOLDER ASSEMBLY | PANEL MTG,22 MM DIA;MOMENTARY ACTION PUSH TYPE;1 NO,1 NC;MINATURE BAYONET BASE 24 V LAMP;SQ BEZEL WITH RED LENS; U/W LED SC14287,11O V RESISTOR SC14283, | Hardware & Tools
21469 | SWITCH,LIMIT | THERMOPLASTIC;ROUNDED PLUNGER,SNAP ACTION POSITIVE BREAK;1 NO,1 NC CONTACT; 10 AMP;500 V AC;IP67; | Hardware & Tools
23483 | SWITCH,LOAD BREAK | MANUALLY OPERATED;12kV;630 A;3 PHASE; SF6;FAULT MAKE;LOAD BREAK SWITCH; FITTED WITH SURGE ARRESTERS AND BRIDGING CABLE; C/W MID POLE ACTUATOR; | Switchgear Distribution
922437 | SWITCH,LOAD BREAK | REFURBISHED;MANUALLY OPERATED;12 KV; 630 AMP;3 PHASE;SF6;FAULT MAKE LOAD BREAK FRO CENTERED POLE TOP MTG;U/W BKT 22531;SUPPLIED FITTED WITH WILDLIFE | Switchgear Distribution
18014 | SWITCH,MODEM,POWER | FOR OPERATION OF MODEM POWER SUPPLY; USED IN CONJUNCTION WITH EDMI 2000-0400 SERIES METERS; | Misc Non-Contract Items
4647 | SWITCH,PUSH | 600 V AC/800 V DC;6 AMP,240 V AC/0.4 AMP ,110 V DC;(AC/DC 11 RATING);1 NO,1 NC & N/O CONTACTS;BLACK BUTTON PLATE; 22 MM DIA,FULLY ASSEMBLED;PACK OF 1; | Hardware & Tools
4650 | SWITCH,PUSH | 600 V AC/800 V DC;6 AMP,240 V AC/0.4 AMP ,110 V DC;(AC/DC 11 RATING);1 NO,1 NC & N/O CONTACTS;RED BUTTON PLATE; 22 MM DIA;PACK OF 1; | Hardware & Tools
2478402 | SWITCH,PUSH | CH-A-EQ Switchgear Control Pendant, Trip Close Push Button c/w 10m Lead, use with ST-A-EQ Panel Mount Socket | Substation Accessories
2493641 | SWITCH,REED | T-Probe Reed-Switch, for Yurika Metering | Metering Delivery
4966 | SWITCH,ROTARY | 250 V AC;10 AMP;1 POLE,ON-OFF,2 POSN; ALUMINIUM BODY,2 M20 CONDUIT ENTRIES; WEATHERPROOF & HOSEPROOF;SURFACE MTG; STD GREY;IP66-AS1939-1981;PACK SIZE 1; | Substation Accessories
11298 | SWITCH,ROTARY | 660 V AC;20 AMP NOM;2 POLE DT,3 POSN, SPRNG RETURN TO NEUTRAL POSN;PANEL MTG, BLACK HANDLE TYPE G211;30 DEG SWITCHING; ESCUTCHEON PLATE-"CONTROL SWITCH","TRIP- | Substation Accessories
11303 | SWITCH,ROTARY | 660 V AC;20 AMP NOM;2 POLE,2 POSN;PANEL MTG,BLACK HANDLE TYPE G001;60 DEG SWITCHING;ESCUTCHEON PLATE-"HEATER" "OFF-ON",BASED ON STD SWITCH K & N | Substation Accessories
11300 | SWITCH,ROTARY | 660 V AC;20 AMP NOM;2 POLE DT,2 POSN; PANEL MTG,BLACK HANDLE TYPE G001; ESCUTCHEON PLATE "AUTOMATIC CONTROL", "OUT-IN " BASED ON STD SWITCH K & N | Substation Accessories
11299 | SWITCH,ROTARY | 660 V AC;20 AMP NOM;2 POLE DT,2 POSN; PANEL MTG,BLACK HANDLE TYPE G001; 60 DEG SWITCHING;ESCUTCHEON PLATE "SENSITIVE E/F PROTECTION ON","IN | Substation Accessories
18402 | SWITCH,ROTARY | 10 AMP;SINGLE POLE;SURFACE MTG;LESS ENCLOSURE;COLOUR WHITE;PACK OF 1; | Hardware & Tools
16874 | SWITCH,ROTARY | 500 V AC;10 AMP NOM;1 POLE MULTISTEP (4) WITH OFF;PANEL MTG,SINGLE HOLE FS2;SQ ESCYTHEON PLATE "0-1-2-3-4",BASED ON STD SWITCH K & N CG4-A242-FS2 WITHOUT | Substation Accessories
14678 | SWITCH,ROTARY | 660 V AC;20 AMP NOM;4 POLE,DT;2 POSN; PANEL MTG,BLACK HANDLE TYPE G251;60 DEG SWITCHING;ESCUTCHEON PLATE-"CONTROL SELECTOR","LOCAL- NORMAL";BASED ON STD | Substation Accessories
14597 | SWITCH,ROTARY | 120 V DC;60 AMP NOM;2 POLE,2 POSN;PANEL MTG,BLACK HANDLE TYPE G001;90 DEG SWITCHHING;ESCUTCHEON PLATE-"ISOLATING SWITCH","ON-OFF"; | Substation Accessories
14596 | SWITCH,ROTARY | 120 V DC;100 AMP NOM;2 POLE,2 POSN;PANEL MTG,BLACK HANDLE TYPE G001;90 DEG SWITCHING;ESCUTCHEON PLATE-"MAIN SWITCH" ,"ON-OFF";SUPPLIED WITH ALLEN SCREWS FOR | Substation Accessories
14358 | SWITCH,ROTARY | 660 V AC;20 AMP NOM;3 POLE,2 POSN;PANEL MTG,BLACK HANDLE TYPE G001;60 DEG SWITCHING;ESCUTCHEON PLATE-"OLTC ISOLATOR","OFF-ON",BASED ON STD SWITCH | Substation Accessories
14348 | SWITCH,ROTARY | 660 V AC;20 AMP NOM;MULTI POLE,3 POSN; PANEL MTG,BLACK HANDLE TYPE G001;60 DEG SWITCHING;ESCUTCHEON PLATE,"LOCAL-OFF- REMOTE",SPECIAL ASSEMBLY;REFER K & N CAT | Substation Accessories
2475077 | SWITCH,ROTARY | 660V AC, 20A Nom, 12 Pole, DT, 3 Posn, Black Handle G251, Panel Mtg, 90 Deg Switching, Escutcheon Plate - Control Selector, Local - Normal - Maintenance, | Substation Accessories
24121 | SWITCH,ROTARY | 660 V AC;20 AMP NOM; 2 POLE DT,2 POSN; PANEL MTG,BLACK HANDLE TYPE G001; ;60 DEG SWITCHING ;ESCUTCHEON PLATE "SUBSTATION SEF/NSEF PROTECTION" | Substation Accessories
21889 | SWITCH,ROTARY | 660 V; 20 Amp; 3 Posn; 6 Pole: UFLS Control, In-Remote-Out; 60 Deg Switching 48mm mtg Plate; Ca10 AU602252-600E AUS0001,M999/470;Used IN UFLS Panel; | Substation Accessories
20261 | SWITCH,ROTARY | 660 V AC;20 AMP;2 POLE;2 POSN;CONTROL SELECTOR,MAN-AUTO 60 DEG SWITCHING; | Substation Accessories
20134 | SWITCH,ROTARY | 2 POSN;12 POLE;STANDARD-NON STANDARD; | Substation Accessories
18561 | SWITCH,ROTARY | 660 V AC;20 AMP NOM;2 POLE DT,3 POSN; OLTC RAISE/OFF/LOWER;PACK OF 1; | Substation Accessories
14345 | SWITCH,ROTARY | 660 V AC;20 AMP NOM;2 POLE,DT;2 POSN; PANEL MTG,BLACK HANDLE TYPE G001;60 DEG SWITCHING;ESCUTCHEON PLATE,"NORMAL CONTROL","ENABLED-DISABLED",BASED ON STD | Substation Accessories
11919 | SWITCH,ROTARY | 660 V AC;20 AMP NOM;2 POLE DT,2 POSN; PANEL MTG;BLACK HANDLE G001;60 DEG SWITCHING;ESCUTCHEON PLATE-COUPLING CELL "OUT OF SERVICE-IN SERVICE",BASED ON | Substation Accessories
16952 | SWITCH,TIME | SOLID STATE,CAPACITOR RESERVE, PROGRAMMABLE,LIQUID CRYSTAL DISPLAY; 240 V,50 HZ SUPPLY,50 AMP,240 V,50 HZ CONTACTS;1 MAKE/BREAK POWER SWITCH; | Meters
22542 | SWITCH-DISCONNECTOR | 2000 AMP;ISOLATOR;3 POLE (GANGED REAR CONNECTION);2 XSL3-3X3/910/ARO/110/TM3; 1250 AMP LINK; | Substation Accessories
2470201 | SWITCH-DISCONNECTOR | 11kV Magnefix MD4 Switchgear, 3Ph Bridge, c/w 3 Switchcaps | Switchgear
22511 | SWITCH-DISCONNECTOR | 1000 AMP;ISOLATOR;3 POLE (REAR CONNECTION);SL3-3X3/1000/ARO/110/TM3; 1250 AMP LINK; "JEAN MULLER"; | Substation Accessories
21974 | SWITCH. | EXTERNAL IP RATED SWITCH;COOL CHANGE 2 PROGRAM;10 AMP;PUSH BUTTON STATION; PACK OF 1,PACK WEIGHT 500 G; | Substation
22372 | SWITCH. | PLASTIC OPTICAL FIBRE SWITCH (POF); DM-1004-IP;VOLTAGE INPUT;12 V TO 48 V DC ;DIN RAIL MTG; W/OUT PSU; 4 PORT,100 BASE FX;OPTOLOCK;MAX LG 70 M;660 NM RED | Misc Non-Contract Items
22305 | SWITCH. | FLOAT SWITCH;PEAR TYPE;10 AMP CONTACT; 10 M 9008 NEOPRENE RUBBER LEAD;USED IN SUBSTNS; | Hardware & Tools
23923 | SWITCH. | HPB HAND SWITCH | Metering Delivery
22573 | SWITCH. | MAIN SWITCH;160 AMP;3P;C/W BARRIERS & SHROUDS;USED IN SUBSTNS; | Misc Non-Contract Items
22468 | SWITCH. | 4 AMP;10 KA;3P;DIN RAIL MTG;W/- AUX CO CONTACT BLOCK & 4 POLE COVERS;U/W 110 V VT SECONDARY;USED IN SUBSTNS;ALL 3 ITEMS TO BE PACKAGED INTO 1 PLASTIC BAG; | Misc Non-Contract Items
21926 | SWITCHBOARD,FIRE CONTROL | FIRE PANEL BOARD;DUAL ZONE;400 MM H X 320 MM W X 165 MM D;IP31;REQUIRES 1 BATTERY SC21927;USED IN SUBSTNS; | Substation Batteries
16529 | SWITCHBOARD,LV | ABB TYPE;1250 AMP;INCLUDES 1250 AMP ISOLATOR & 3 FUSE BASES;ENERGEX MANUFACTURE FOR USE IN LV OUTDOOR CUBICLES (TYPE 1)STOCK CODE 04683; | Substation
17560 | SWITCHBOARD,LV | STROMBERG;630 AMP;INCLUDES 630 AMP ISOLATORS,4 SWITCH FUSES;TOP ENTRY CABLING FOR CIRCUITS;FREE STANDING OR WALL MTD;RETURN FEET TO WORKSHOPS FOR | Substation
17562 | SWITCHBOARD,LV | STROMBERG;1250 AMP;INCLUDES 1250 AMP ISOLATORS,4 SWITCH FUSES (630 AMP);TOP ENTRY CABLING FOR CIRCUITS;FREE STANDING OR WALL MTD;RETURN FEET TO WORKSHOPS FOR | Substation
17564 | SWITCHBOARD,LV | STROMBERG;2500 AMP;INCLUDES 2500 AMP ISOLATORS,4 SWITCH FUSES (630 AMP);TOP ENTRY CABLING FOR CIRCUITS;FREE STANDING OR WALL MTD;RETURN FEET TO WORKSHOPS | Substation
17566 | SWITCHBOARD,LV | STROMBERG;2500 AMP;INCLUDES 4 SWITCH FUSES & 2500 AMP ISOLATOR ON LH SIDE;TOP ENTRY CABLING FOR CIRCUITS;FREE STANDING OR WALL MTD;RETURN FEET TO WORKSHOPS FOR | Substation
17568 | SWITCHBOARD,LV | STROMBERG;2500 AMP;INCLUDES 2500 AMP & 1250 AMP ISOLATORS,4 SWITCH FUSES;TOP ENTRY CABLING FOR CIRCUITS;FREE STANDING OR WALL MTD;RETURN FEET TO WORKSHOPS FOR | Substation
24711 | SWITCHBOARD,LV | FRONT LV CUBICLE TYPE ASSEMBLY; 1600AMP TRANSFORMER ISOL;U/W (315,500 OR 750 KVA TX'S);4 X 630 AMP SW FUSE BASES;ENERGEX TXF LHS BOTTOM ENTRY/NETWORK USER RHS TO | Switchboards U/G & Subs
23867 | SWITCHBOARD,LV | WEBER TYPE;CLEAR POYCARBONATE DEAD FRONT CUBICLE TYPE ASSEMBLY;U/W 1000 OR 1500 KVA DIST TX'S;3150A TRANSFORMER;LV ISOL;4 FUSE BASES;ENERGEX DIST TX BOTTOM | Switchboards U/G & Subs
23362 | SWITCHBOARD,LV | WEBER TYPE;CLEAR POLYCARBONATE DEAD FRONT CUBICLE TYPE ASSEMBLY;U/W 750 T; 1500 KVA DIST TX'S;3150 AMP ISOL;ENERGEX BOTTOM ENTRY;NETWORK USER BOTTOM EXIT; | Switchboards U/G & Subs
22670 | SWITCHBOARD,LV | WEBER TYPE;CLEAR POLYCARBONATE DEAD FRONT CUBICLE TYPE ASSEMBLY;U/W 1000 OR 1500 KVA DIST TX'S;3150 AMP TRANSFORMER LV ISOL;3150 AMP NETWORK USER ISOL; | Switchboards U/G & Subs
22669 | SWITCHBOARD,LV | WEBER TYPE;CLEAR POYCARBONATE DEAD FRONT CUBICLE TYPE ASSEMBLY;U/W 1000 OR 1500 KVA DIST TX'S;3150 AMP TRANSFORMER LV ISOL;4 FUSE BASES;ENERGEX BOTTOM | Switchboards U/G & Subs
22668 | SWITCHBOARD,LV | WEBER TYPE;CLEAR POLYCARBONATE DEAD FRONT CUBICLE TYPE ASSEMBLY;3150 AMP ISOL;ENERGEX LHS TOP ENTRY;NETWORK USER RHS BOTTOM EXIT;FOR USE IN INDOOR | Switchboards U/G & Subs
22666 | SWITCHBOARD,LV | WEBER TYPE;CLEAR POLYCARBONATE DEAD FRONT CUBICLE TYPE ASSEMBLY;U/W 750 TO 1500 KVA CT'S;3150 AMP ISOL;ENERGEX LHS BOTTOM ENTRY;NETWORK USER RHS TOP | Switchboards U/G & Subs
22665 | SWITCHBOARD,LV | WEBER TYPE;CLEAR POLYCARBONATE DEAD FRONT CUBICLE TYPE ASSEMBLY;FOR USE WITH 750 TO 1500 KVA GT'S;3150 AMP TX LV ISOL;ENERGEX LHS TOP ENTRY & NETWORK | Switchboards U/G & Subs
22664 | SWITCHBOARD,LV | WEBER TYPE;CLEAR POLYCARBONATE DEAD FRONT CUBICLE TYPE ASSEMBLY;1600 AMP TRANSFORMER ISOL;U/W (315,500 OR 750 KVA TX'S);4 X 630 AMP SW FUSE BASES;ENERGEX | Switchboards U/G & Subs
21358 | SWITCHBOARD,LV | LV SWITCHBOARD;SQUARE PMT'S; ASSEMBLIES ARE CONFIGURED (L TO R); SUIT 1000 KVA UNITS;1 X TRANSFORMER SWITCH-DISCONNECTOR;4 X SPACE FOR | Substation
17573 | SWITCHBOARD,LV | STROMBERG;2500 AMP;INCLUDES 2500 AMP ISOLATOR & CABLE TERMINATION;TOP OR BOTTOM ENTRY;FREE STANDING OR WALL MTD; RETURN FEET TO WORKSHOPS FOR WALL MTD | Substation
17572 | SWITCHBOARD,LV | STROMBERG;2500 AMP;INCLUDES 2500 AMP ISOLATORS,6 SWITCH FUSES;TOP ENTRY FOR CABLING OF CIRCUITS;FREE STANDING OR WALL MTD;RETURN FEET TO WORKSHOPS FOR | Substation
17571 | SWITCHBOARD,LV | STROMBERG;2500 AMP;INCLUDES 2500 AMP ISOLATORS,6 SWITCH FUSES;BOTTOM ENTRY CABLING FOR CIRCUITS;FREE STANDING OR WALL MTD;RETURN FEET TO WORKSHOPS FOR | Substation
17570 | SWITCHBOARD,LV | STROMBERG;2500 AMP;INCLUDES 2 X 2500 AMP ISOLATORS,4 SWITCH FUSES;TOP ENTRY CABLING FOR CIRCUITS;FREE STANDING OR WALL MTD;RETURN FEET TO WORKSHOPS FOR | Substation
17569 | SWITCHBOARD,LV | STROMBERG;2500 AMP;INCLUDES 2 X 2500 AMP ISOLATORS,4 SWITCH FUSES;BOTTOM ENTRY CABLING FOR CIRCUITS;FREE STANDING OR WALL MTD;RETURN FEET TO WORKSHOPS FOR | Substation
17567 | SWITCHBOARD,LV | STROMBERG;2500 AMP;INCLUDES 2500 AMP & 1250 AMP ISOLATORS,4 SWITCH FUSES;BOTTOM ENTRY CABLING FOR CIRCUITS;FREE STANDING OR WALL MTD;RETURN FEET TO WORKSHOPS FOR | Substation
17565 | SWITCHBOARD,LV | STROMBERG;2500 AMP;INCLUDES 4 SWITCH FUSES & 2500 AMP ISOLATOR ON LH SIDE; BOTTOM ENTRY CABLING FOR CIRCUITS;FREE STANDING OR WALL MTD;RETURN FEET TO | Substation
17563 | SWITCHBOARD,LV | STROMBERG;2500 AMP;INCLUDES 2500 AMP ISOLATORS,4 SWITCH FUSES (630 AMP); BOTTOM ENTRY CABLING FOR CIRCUITS;FREE STANDING OR WALL MTD;RETURN FEET TO | Substation
17561 | SWITCHBOARD,LV | STROMBERG;1250 AMP;INCLUDES 1250 AMP ISOLATORS,4 SWITCH FUSES; BOTTOM ENTRY CABLING FOR CIRCUITS;FREE STANDING OR WALL MTD;RETURN FEET TO WORKSHOPS FOR | Substation
17559 | SWITCHBOARD,LV | STROMBERG;630 AMP;INCLUDES 630 AMP ISOLATORS,4 SWITCH FUSES;BOTTOM ENTRY CABLING FOR CIRCUITS;FREE STANDING OR WALL MTD;RETURN FEET TO WORKSHOPS FOR | Substation
16530 | SWITCHBOARD,LV | STROMBERG;2500 AMP;INCLUDES 2500 AMP ISOLATOR & 3 FUSE BASES;ENERGEX MANUFACTURE FOR USE IN LV OUTDOOR CUBICLES (TYPE 3) STOCK CODE 16527; | Substation
19912 | SWITCHBOARD,POWER | 12 KV;3 PHASE;630 AMP;21 KA;4 X 630 AMP FEEDER CIRCUIT BREAKERS;TOP & BOTTOM CABLE ENTRY;WIRED FOR FEEDER DIFF & BUSBAR O/C PROTECTION;FOR INTERMEDIATE | Substation
2486439 | SWITCHBOARD,POWER | Main AC Board, 2 x Local TFMR, 400A ATS, 4 x 250A CB Essential 4 x 160A CB Non-Ess, Manual CO, Without Dist Board, Outdoor, S/Steel | Substation
2484830 | SWITCHBOARD,POWER | DC Dist Board, Indoor, 125V, 100A, Form 2bi, 2kA, IP51, 72 Pole Chassis c/w 2 x Supply 160A LBS, 36 x 2 Pole CBs on 1 x 72 Pole Chassis for Dist Circuits, | Substation Batteries
2484822 | SWITCHBOARD,POWER | DC Dist Board, Indoor, 125V, 100A, Form 2bi, 2kA, IP51, 60 Pole Chassis c/w 2 x Supply 160A LBS, 30 x 2 Pole CBs on 1 x 60 Pole Chassis for Dist Circuits, | Substation Batteries
2484814 | SWITCHBOARD,POWER | DC Dist Board, Indoor, 125V, 100A, Form 2bi, 2kA, IP51, 48 Pole Chassis c/w 2 x Supply 160A LBS, 24 x 2 Pole CBs on 1 x 48 Pole Chassis for Dist Circuits, | Substation Batteries
2484806 | SWITCHBOARD,POWER | DC Dist Board, Indoor, 125V, 100A, Form 2bi, 2kA, IP51, 36 Pole Chassis c/w 2 x Supply 160A LBS, 18 x 2 Pole CBs on 1 x 36 Pole Chassis for Dist Circuits, | Substation Batteries
2484798 | SWITCHBOARD,POWER | DC Dist Board, Indoor, 125V, 100A, Form 2bi, 2kA, IP51, 18 Pole Chassis c/w 2 x Supply 160A LBS, 9 x 2 Pole CBs on 1 x 18 Pole Chassis for Dist Circuits, | Substation Batteries
2484780 | SWITCHBOARD,POWER | 48V DC Main Board, Indoor, 125V, 100A, Form 3b/2bi, 2kA, IP51, Main Section c/w 1 x Charger 100A MCCB, 2 x Battery String 250A Switches, 6 x 63A MCCBs, | Substation Batteries
2484772 | SWITCHBOARD,POWER | 110V DC Main Board, Indoor, 125V, 100A, Form 3b/2bi, 2kA, IP51, Main Section c/w 1 x Charger 100A MCCB, 2 x Battery String 250A Switches, 6 x 63A MCCBs, | Substation Batteries
2484764 | SWITCHBOARD,POWER | 48V DC Main & Dist Board, 36 Pole on 2 x 72 Pole Chassis, Indoor, 125V, 100A, Form 3b/2bi, 2kA, IP51, Main Section c/w 1 x Charger 100A MCCB, 2 x Battery | Substation Batteries
2484756 | SWITCHBOARD,POWER | 48V DC Main & Dist Board, 36 Pole on 1 x 36 Pole Chassis, Indoor, 125V, 100A, Form 3b/2bi, 2kA, IP51, Main Section c/w 1 x Charger 100A MCCB, 2 x Battery | Substation Batteries
2484749 | SWITCHBOARD,POWER | 110V DC Main & Dist Board, 36 Pole on 2 x 72 Pole Chassis, Indoor, 125V, 100A, Form 3b/2bi, 2kA, IP51, Main Section c/w 1 x Charger 100A MCCB, 2 x Battery | Substation Batteries
2484731 | SWITCHBOARD,POWER | 110V DC Main & Dist Board, 36 Pole on 1 x 72 Pole Chassis, Indoor, 125V, 100A, Form 3b/2bi, 2kA, IP51, Main Section c/w 1 x Charger 100A MCCB, 2 x Battery | Substation Batteries
2484723 | SWITCHBOARD,POWER | Main AC Board 400V AC, 2 x Local TFMR, 400A ATS, 4 x 250A CB Essential 2 x 160A CB Non-Ess, Manual CO, Incl Dist Board, Outdoor, S/Steel | Switchboards U/G & Subs
2482776 | SWITCHBOARD,POWER | Transformer Switchgear Unit, 24kV, 1250A 25kA, 1250A Bus Metal Encl Fixed Switchgear & Control Gear Assy c/w 110V DC Aux Supply, incl CTs for | Switchgear Substation
2482768 | SWITCHBOARD,POWER | Feeder/Bus Tie Switchgear Unit, 24kV, 1250A, 25kA, 1250A Bus Metal Encl Fixed Switchgear & Control Gear Assy c/w 110V DC Aux Supply, incl CTs for Bus Tie | Switchgear Substation
2482750 | SWITCHBOARD,POWER | Transformer Switchgear Unit, 12kV, 1250A 25kA, 2000A Bus Metal Encl Fixed Switchgear & Control Gear Assy c/w 110V DC Aux Supply, incl CTs for | Switchgear Substation
2482743 | SWITCHBOARD,POWER | Transformer Switchgear Unit, 12kV, 2000A 25kA, 2000A Bus Metal Encl Fixed Switchgear & Control Gear Assy c/w 110V DC Aux Supply, incl CTs for | Switchgear Substation
2482735 | SWITCHBOARD,POWER | Feeder/Bus Tie Switchgear Unit, 12kV, 2000A, 25kA, 2000A Bus Metal Encl Fixed Switchgear & Control Gear Assy c/w 110V DC Aux Supply, incl CTs for Bus Tie | Switchgear Substation
2482727 | SWITCHBOARD,POWER | 3 Ph VT, 36kV, 31.5kA, to be installed in Cable Compartment of Feeder, Contract 10544-Item 23, EESS-11558-01-0B | Switchgear Substation
2482719 | SWITCHBOARD,POWER | Busbar Earth Switch, 36kV, 31.5kA, for Fault Make Duty on 2000A Bus, Manual Operation Only, Contract 10544-Item 22, EESS-11558-01-0B | Switchgear Substation
2482701 | SWITCHBOARD,POWER | Bus Disconnector Unit, 36kV, 2000A, 31.5kA, 2000A Bus Metal Encl Fixed Switchgear & Control Gear Assy, incl CTs for Bus Protn, Contract 10544-Item 21, | Switchgear Substation
2482693 | SWITCHBOARD,POWER | Transformer Switchgear Unit, 36kV, 1250A 31.5kA, 2000A Bus Metal Encl Fixed Switchgear & Control Gear Assy c/w 110V DC Aux Supply, incl CTs for | Switchgear Substation
2482685 | SWITCHBOARD,POWER | Transformer Switchgear Unit, 36kV, 1250A 31.5kA, 2000A Bus Metal Encl Fixed Switchgear & Control Gear Assy c/w 110V DC Aux Supply, incl CTs for | Switchgear Substation
2482677 | SWITCHBOARD,POWER | Transformer Switchgear Unit, 36kV, 2000A 31.5kA, 2000A Bus Metal Encl Fixed Switchgear & Control Gear Assy c/w 110V DC Aux Supply, incl CTs for | Switchgear Substation
2482669 | SWITCHBOARD,POWER | Feeder/Bus Tie Switchgear Unit, 36kV, 2000A, 31.5kA, 2000A Bus Metal Encl Fixed Switchgear & Control Gear Assy c/w 110V DC Aux Supply, incl CTs for Bus Tie | Switchgear Substation
2482651 | SWITCHBOARD,POWER | Bus Section Switchgear Unit, 36kV, 2000A 31.5kA, 2000A Bus Metal Encl Fixed Switchgear & Control Gear Assy c/w 110V DC Aux Supply, incl CTs for Dual | Switchgear Substation
2482644 | SWITCHBOARD,POWER | Feeder Switchgear Unit, 36kV, 1250A, 31.5kA, 2000A Bus Metal Encl Fixed Switchgear & Control Gear Assy c/w 110V DC Aux Supply, incl CTs for Feeder, | Switchgear Substation
2482636 | SWITCHBOARD,POWER | Feeder Switchgear Unit, 36kV, 1250A, 31.5kA, 2000A Bus Metal Encl Fixed Switchgear & Control Gear Assy c/w 110V DC Aux Supply, incl CTs for Feeder, | Switchgear Substation
2480770 | SWITCHBOARD,POWER | Busbar Earth Switch, 12kV, 25kA suits Fault Make Duty on a 2000A Bus, Manual Operation Only, Contract 10544-Item 8, EESS-11557-01-0B | Switchgear Substation
2480747 | SWITCHBOARD,POWER | Feeder/Bus Tie Switchgear Unit, 12kV, 2000A, 25kA, 2000A Bus Metal Encl Fixed Switchgear & Control Gear Assy, c/w 110V DC Aux Supply, Incl CTs for Bus Tie | Switchgear Substation
2480739 | SWITCHBOARD,POWER | Bus Section Switchgear Unit, 12kV, 2000A 25kA, 2000A Bus Metal Encl Fixed Switchgear & Control Gear Assy c/w 110V DC Aux Supply, incl CTs for Dual | Switchgear Substation
2480721 | SWITCHBOARD,POWER | Single Feeder Switchgear Unit (Customer Supply with Metering), 12kV, 800A, 25kA, 2000A Bus Metal Encl Fixed Switchgear, c/w 3 Ph Cable Side VT, 110V DC Aux | Switchgear Substation
2480713 | SWITCHBOARD,POWER | Single Feeder Switchgear Unit (EGX Incomer), 12kV, 800A, 25kA, 2000A Bus Metal Encl Fixed Switchgear, 110V DC Aux Supply, Incl CTs for Feeder & Bus | Switchgear Substation
2480705 | SWITCHBOARD,POWER | Feeder Switchgear Unit, 12kV, 800A, 25kA, 2000A Bus Metal Enclosed Fixed Switchgear & Control Gear Assy, c/w 110V DC Aux Supply, Incl CTs for Feeder | Switchgear Substation
2480697 | SWITCHBOARD,POWER | Busbar Earth Switch, 24kV, 25kA suits Fault Make Duty on a 1250A Bus, Manual Operation Only, Contract 10544-Item 13, EESS-11558-01-0B | Switchgear Substation
2480671 | SWITCHBOARD,POWER | Feeder/Bus Tie Switchgear Unit, 24kV, 1250A, 25kA, 1250A Bus Metal Encl Fixed Switchgear & Control Gear Assy, c/w 110V DC Aux Supply, Incl CTs for Bus Tie | Switchgear Substation
2480663 | SWITCHBOARD,POWER | Bus Section Switchgear Unit, 24kV, 1250A 25kA, 1250A Bus Metal Encl Fixed Switchgear & Control Gear Assy c/w 110V DC Aux Supply, incl CTs for Dual | Switchgear Substation
2480655 | SWITCHBOARD,POWER | Feeder Switchgear Unit, 24kV, 630A, 25kA, 1250A Bus Metal Encl Fixed Switchgear & Control Gear Assy, c/w 110V DC Aux Supply, Incl CTs for Feeder | Switchgear Substation
2480507 | SWITCHBOARD,POWER | LV Outdoor, 1500(315)kVA, ACB Upgde, Sentron 3WL, ETU76B c/w COM35 Module, AFPS VAMP 221, 3200A TX ACB 65kA/1Sec, 5 x 630A SF (1 x Provisional SF Slot) | Switchboards U/G & Subs
2480499 | SWITCHBOARD,POWER | LV Outdoor, 1500(315)kVA, ACB Std, Sentron 3WL, ETU45B, AFPS VAMP 221, 3200A TX ACB 65kA/1Sec, 4 x 630A SF (1 x Provisional SF Slot) Mob Gen Conn & | Switchboards U/G & Subs
2480481 | SWITCHBOARD,POWER | LV Outdoor, 1500(500)kVA, ACB Upgde, Sentron 3WL, ETU76B c/w COM35 Module, AFPS VAMP 221, 3200A TX ACB 65kA/1Sec, 4 x 630A SF (1 x Provisional SF Slot) | Switchboards U/G & Subs
2480473 | SWITCHBOARD,POWER | LV Outdoor, 1500(500)kVA, ACB Std, Sentron 3WL, ETU45B, AFPS VAMP 221, 3200A TX ACB 65kA/1Sec, 4 x 630A SF (1 x Provisional SF Slot) Mob Gen Conn & | Switchboards U/G & Subs
2480465 | SWITCHBOARD,POWER | LV Outdoor, 1500(750)kVA, ACB Upgde, Sentron 3WL, ETU76B c/w COM35 Module, AFPS VAMP 221, 3200A TX ACB 65kA/1Sec, 4 x 630A SF (1 x Provisional SF Slot) | Switchboards U/G & Subs
2480457 | SWITCHBOARD,POWER | LV Outdoor, 1500(750)kVA, ACB Std, Sentron 3WL, ETU45B, AFPS VAMP 221, 3200A TX ACB 65kA/1Sec, 4 x 630A SF (1 x Provisional SF Slot) Mob Gen Conn & | Switchboards U/G & Subs
2480440 | SWITCHBOARD,POWER | LV Outdoor, 1500(1000)kVA, ACB Upgde, Sentron 3WL, ETU76B c/w COM35 Module, AFPS VAMP 221, 3200A TX ACB 65kA/1Sec, 4 x 630A SF (1 x Provisional SF Slot) | Switchboards U/G & Subs
2480432 | SWITCHBOARD,POWER | LV Outdoor, 1500(1000)kVA, ACB Std, Sentron 3WL, ETU45B, AFPS VAMP 221, 3200A TX ACB 65kA/1Sec, 4 x 630A SF (1 x Provisional SF Slot) Mob Gen Conn & | Switchboards U/G & Subs
2480424 | SWITCHBOARD,POWER | LV Outdoor, 1500(1500)kVA, ACB Upgde, Sentron 3WL, ETU76B c/w COM35 Module, AFPS VAMP 221, 3200A TX ACB 65kA/1Sec, 4 x 630A SF (1 x Provisional SF Slot) | Switchboards U/G & Subs
2480416 | SWITCHBOARD,POWER | LV Outdoor, 1500(1500)kVA, ACB Std, Sentron 3WL, ETU45B, AFPS VAMP 221, 3200A TX ACB 65kA/1Sec, 4 x 630A SF (1 x Provisional SF Slot) Mob Gen Conn & | Switchboards U/G & Subs
2480408 | SWITCHBOARD,POWER | LV Outdoor, 1500(315)kVA, ACB Upgde, Sentron 3WL, ETU76B c/w COM35 Module, AFPS VAMP 221, 3200A TX ACB 65kA/1Sec, 4 x 630A SF (1 x Provisional SF Slot) | Switchboards U/G & Subs
2480390 | SWITCHBOARD,POWER | LV Outdoor, 1500(315)kVA, ACB Std, Sentron 3WL, ETU45B, AFPS VAMP 221, 3200A TX ACB 65kA/1Sec, 4 x 630A SF (1 x Provisional SF Slot) Mob Gen Conn & | Switchboards U/G & Subs
2480382 | SWITCHBOARD,POWER | LV Outdoor, 1500(500)kVA, ACB Upgde, Sentron 3WL, ETU76B c/w COM35 Module, AFPS VAMP 221, 3200A TX ACB 65kA/1Sec, 4 x 630A SF (1 x Provisional SF Slot) | Switchboards U/G & Subs
2480374 | SWITCHBOARD,POWER | LV Outdoor, 1500(500)kVA, ACB Std, Sentron 3WL, ETU45B, AFPS VAMP 221, 3200A TX ACB 65kA/1Sec, 4 x 630A SF (1 x Provisional SF Slot) Mob Gen Conn & | Switchboards U/G & Subs
2480366 | SWITCHBOARD,POWER | LV Outdoor, 1500(750)kVA, ACB Upgde, Sentron 3WL, ETU76B c/w COM35 Module, AFPS VAMP 221, 3200A TX ACB 65kA/1Sec, 4 x 630A SF (1 x Provisional SF Slot) | Switchboards U/G & Subs
2480358 | SWITCHBOARD,POWER | LV Outdoor, 1500(750)kVA, ACB Std, Sentron 3WL, ETU45B, AFPS VAMP 221, 3200A TX ACB 65kA/1Sec, 4 x 630A SF (1 x Provisional SF Slot) Mob Gen Conn & | Switchboards U/G & Subs
2480341 | SWITCHBOARD,POWER | LV Outdoor, 1500(1000)kVA, ACB Upgde, Sentron 3WL, ETU76B c/w COM35 Module, AFPS VAMP 221, 3200A TX ACB 65kA/1Sec, 4 x 630A SF (1 x Provisional SF Slot) | Switchboards U/G & Subs
2480333 | SWITCHBOARD,POWER | LV Outdoor, 1500(1000)kVA, ACB Std, Sentron 3WL, ETU45B, AFPS VAMP 221, 3200A TX ACB 65kA/1Sec, 4 x 630A SF (1 x Provisional SF Slot) Mob Gen Conn & | Switchboards U/G & Subs
2480325 | SWITCHBOARD,POWER | LV Outdoor, 1500(1500)kVA, ACB Upgde, Sentron 3WL, ETU76B c/w COM35 Module, AFPS VAMP 221, 3200A TX ACB 65kA/1Sec, 4 x 630A SF (1 x Provisional SF Slot) | Switchboards U/G & Subs
2480317 | SWITCHBOARD,POWER | LV Outdoor, 1500(1500)kVA, ACB Std, Sentron 3WL, ETU45B, AFPS VAMP 221, 3200A TX ACB 65kA/1Sec, 4 x 630A SF (1 x Provisional SF Slot) Mob Gen Conn & | Switchboards U/G & Subs
2480291 | SWITCHBOARD,POWER | LV Indoor, TX Isolator, 1500(315)kVA, ACB Upgde, Sentron 3WL, ETU76B c/w COM35 Module, AFPS VAMP 221, 3200A TX ACB 65kA/1Sec, Mob Gen Conn, Direct Busbar | Switchboards U/G & Subs
2480283 | SWITCHBOARD,POWER | LV Indoor, TX Isolator, 1500(315)kVA, ACB Std, Sentron 3WL, ETU45B, AFPS VAMP 221, 3200A TX ACB 65kA/1Sec, Mob Gen Conn, Direct Busbar Connect, Metal Encl, | Switchboards U/G & Subs
2480275 | SWITCHBOARD,POWER | LV Indoor, TX Isolator, 1500(500)kVA, ACB Upgde, Sentron 3WL, ETU76B c/w COM35 Module, AFPS VAMP 221, 3200A TX ACB 65kA/1Sec, Mob Gen Conn, Direct Busbar | Switchboards U/G & Subs
2480267 | SWITCHBOARD,POWER | LV Indoor, TX Isolator, 1500(500)kVA, ACB Std, Sentron 3WL, ETU45B, AFPS VAMP 221, 3200A TX ACB 65kA/1Sec, Mob Gen Conn, Direct Busbar Connect, Metal Encl, | Switchboards U/G & Subs
2480259 | SWITCHBOARD,POWER | LV Indoor, TX Isolator, 1500(750)kVA, ACB Upgde, Sentron 3WL, ETU76B c/w COM35 Module, AFPS VAMP 221, 3200A TX ACB 65kA/1Sec, Mob Gen Conn, Direct Busbar | Switchboards U/G & Subs
2480242 | SWITCHBOARD,POWER | LV Indoor, TX Isolator, 1500(750)kVA, ACB Std, Sentron 3WL, ETU45B, AFPS VAMP 221, 3200A TX ACB 65kA/1Sec, Mob Gen Conn, Direct Busbar Connect, Metal Encl, | Switchboards U/G & Subs
2480234 | SWITCHBOARD,POWER | LV Indoor, TX Isolator, 1500(1000)kVA, ACB Upgde, Sentron 3WL, ETU76B c/w COM35 Module, AFPS VAMP 221, 3200A TX ACB 65kA/1Sec, Mob Gen Conn, Direct Busbar | Switchboards U/G & Subs
2480226 | SWITCHBOARD,POWER | LV Indoor, TX Isolator, 1500(1000)kVA, ACB Std, Sentron 3WL, ETU45B, AFPS VAMP 221, 3200A TX ACB 65kA/1Sec, Mob Gen Conn, Direct Busbar Connect, Metal Encl, | Switchboards U/G & Subs
2480218 | SWITCHBOARD,POWER | LV Indoor, TX Isolator, 1500(1500)kVA, ACB Upgde, Sentron 3WL, ETU76B c/w COM35 Module, AFPS VAMP 221, 3200A TX ACB 65kA/1Sec, Mob Gen Conn, Direct Busbar | Switchboards U/G & Subs
2480200 | SWITCHBOARD,POWER | LV Indoor, TX Isolator, 1500(1500)kVA, ACB Std, Sentron 3WL, ETU45B, AFPS VAMP 221, 3200A TX ACB 65kA/1Sec, Mob Gen Conn, Direct Busbar Connect, Metal Encl, | Switchboards U/G & Subs
2480192 | SWITCHBOARD,POWER | LV Indoor, 1500(315)kVA, ACB Upgde, Sentron 3WL, ETU76B c/w COM35 Module, AFPS VAMP 221, 3200A TX ACB 65kA/1Sec, 4 x 630A SF, Mob Gen Conn & 3200A ACB, | Switchboards U/G & Subs
2498368 | SWITCHBOARD,POWER | Busbar Voltage Transformer, 24kV, 25kA, suits 1250A Bus, EESS-11558-01-0B, Contract 10544 | Switchgear Substation
2479962 | SWITCHBOARD,POWER | Isolation and Main Distribution Board, 48V DC, c/w Transducers, 2 x 100A CB, 3 x 63A CB, 2 x 2A CB, 1 x Anderson Plug | Substation Batteries
2496321 | SWITCHBOARD,POWER | Feeder Switchgear Unit, 12kV, 800A, 25kA, 2000A Bus Metal Encl Fixed Switchgear & Control Gear Assy c/w 110V DC Aux Supply, incl CTs for Feeder | Switchgear Substation
2496313 | SWITCHBOARD,POWER | VH1F Arc Duct, 450/700mm W, 875mm up to 2000mm Lg, incl External Flange | Switchgear Substation
2496305 | SWITCHBOARD,POWER | CNI Subs/Customer Supply w/Metering Switchgear Unit, 12kV, 800A, 25kA, 2000A Bus Metal Encl Fixed Switchgear & Control Gear Assy c/w 110V DC Aux Supply | Switchgear Substation
2496297 | SWITCHBOARD,POWER | CNI Subs/Customer Supply w/Metering Switchgear Unit, 12kV, 800A, 25kA, 2000A Bus Metal Encl Fixed Switchgear & Control Gear Assy c/w 110V DC Aux Supply | Switchgear Substation
2496289 | SWITCHBOARD,POWER | CNI Subs/Customer Supply w/Metering Switchgear Unit, 12kV, 800A, 25kA, 2000A Bus Metal Encl Fixed Switchgear & Control Gear Assy c/w 110V DC Aux Supply | Switchgear Substation
2496271 | SWITCHBOARD,POWER | CNI Subs/Customer Supply w/Metering Switchgear Unit, 12kV, 800A, 25kA, 2000A Bus Metal Encl Fixed Switchgear & Control Gear Assy c/w 110V DC Aux Supply | Switchgear Substation
2496263 | SWITCHBOARD,POWER | CNI Subs Incomer Switchgear Unit, 12kV, 800A, 25kA, 2000A Bus Metal Encl Fixed Switchgear & Control Gear Assy c/w 110V DC Aux Supply, Bottom Cable Connect | Switchgear Substation
2496255 | SWITCHBOARD,POWER | CNI Subs Incomer Switchgear Unit, 12kV, 800A, 25kA, 2000A Bus Metal Encl Fixed Switchgear & Control Gear Assy c/w 110V DC Aux Supply, Top Cable Connect, | Switchgear Substation
2496248 | SWITCHBOARD,POWER | CNI Subs Incomer Switchgear Unit, 12kV, 800A, 25kA, 2000A Bus Metal Encl Fixed Switchgear & Control Gear Assy c/w 110V DC Aux Supply, Top Cable Connect, | Switchgear Substation
2496230 | SWITCHBOARD,POWER | CNI Subs Incomer Switchgear Unit, 12kV, 800A, 25kA, 2000A Bus Metal Encl Fixed Switchgear & Control Gear Assy c/w 110V DC Aux Supply, Botton Cable Connect | Switchgear Substation
2493096 | SWITCHBOARD,POWER | AC Distribution Board, BESS Network Skid, 160A Main Switch, 24 Pole Chassis, Outdoor, S/Steel, 1080 x 600 x 240mm | Switchboards U/G & Subs
2480184 | SWITCHBOARD,POWER | LV Indoor, 1500(315)kVA, ACB Std, Sentron 3WL, ETU45B, AFPS VAMP 221, 3200A TX ACB 65kA/1Sec, 4 x 630A SF, Mob Gen Conn & 3200A ACB, Metal Encl, | Switchboards U/G & Subs
2480176 | SWITCHBOARD,POWER | LV Indoor, 1500(500)kVA, ACB Upgde, Sentron 3WL, ETU76B c/w COM35 Module, AFPS VAMP 221, 3200A TX ACB 65kA/1Sec, 4 x 630A SF, Mob Gen Conn & 3200A ACB, | Switchboards U/G & Subs
2480168 | SWITCHBOARD,POWER | LV Indoor, 1500(500)kVA, ACB Std, Sentron 3WL, ETU45B, AFPS VAMP 221, 3200A TX ACB 65kA/1Sec, 4 x 630A SF, Mob Gen Conn & 3200A ACB, Metal Encl, | Switchboards U/G & Subs
2480150 | SWITCHBOARD,POWER | LV Indoor, 1500(750)kVA, ACB Upgde, Sentron 3WL, ETU76B c/w COM35 Module, AFPS VAMP 221, 3200A TX ACB 65kA/1Sec, 4 x 630A SF, Mob Gen Conn & 3200A ACB, | Switchboards U/G & Subs
2480143 | SWITCHBOARD,POWER | LV Indoor, 1500(750)kVA, ACB Std, Sentron 3WL, ETU45B, AFPS VAMP 221, 3200A TX ACB 65kA/1Sec, 4 x 630A SF, Mob Gen Conn & 3200A ACB, Metal Encl, | Switchboards U/G & Subs
2480135 | SWITCHBOARD,POWER | LV Indoor, 1500(1000)kVA, ACB Upgde, Sentron 3WL, ETU76B c/w COM35 Module, AFPS VAMP 221, 3200A TX ACB 65kA/1Sec, 4 x 630A SF, Mob Gen Conn & 3200A ACB, | Switchboards U/G & Subs
2480127 | SWITCHBOARD,POWER | LV Indoor, 1500(1000)kVA, ACB Std, Sentron 3WL, ETU45B, AFPS VAMP 221, 3200A TX ACB 65kA/1Sec, 4 x 630A SF, Mob Gen Conn & 3200A ACB, Metal Encl, | Switchboards U/G & Subs
2480119 | SWITCHBOARD,POWER | LV Indoor, 1500(1500)kVA, ACB Upgde, Sentron 3WL, ETU76B c/w COM35 Module, AFPS VAMP 221, 3200A TX ACB 65kA/1Sec, 4 x 630A SF, Mob Gen Conn & 3200A ACB, | Switchboards U/G & Subs
2480101 | SWITCHBOARD,POWER | LV Indoor, 1500(1500)kVA, ACB Std, Sentron 3WL, ETU45B, AFPS VAMP 221, 3200A TX ACB 65kA/1Sec, 4 x 630A SF, Mob Gen Conn & 3200A ACB, Metal Encl, | Switchboards U/G & Subs
2480093 | SWITCHBOARD,POWER | LV Indoor, 750(315)kVA, ACB Upgde, Sentron 3WL, ETU76B c/w COM35 Module, AFPS VAMP 221, 1600A TX ACB 42kA/1Sec, 4 x 630A SF, Mob Gen Conn, 2 x SF Spare | Switchboards U/G & Subs
2480085 | SWITCHBOARD,POWER | LV Indoor, 750(315)kVA, ACB Std, Sentron 3WL, ETU45B, AFPS VAMP 221, 1600A TX ACB 42kA/1Sec, 4 x 630A SF, Mob Gen Conn, 2 x SF Spare Slots, Metal Encl, Dual | Switchboards U/G & Subs
2480077 | SWITCHBOARD,POWER | LV Indoor, 750(500)kVA, ACB Upgde, Sentron 3WL, ETU76B c/w COM35 Module, AFPS VAMP 221, 1600A TX ACB 42kA/1Sec, 4 x 630A SF, Mob Gen Conn, 2 x SF Spare | Switchboards U/G & Subs
2480069 | SWITCHBOARD,POWER | LV Indoor, 750(500)kVA, ACB Std, Sentron 3WL, ETU45B, AFPS VAMP 221, 1600A TX ACB 42kA/1Sec, 4 x 630A SF, Mob Gen Conn, 2 x SF Spare Slots, Metal Encl, Dual | Switchboards U/G & Subs
2480051 | SWITCHBOARD,POWER | LV Indoor, 750(750)kVA, ACB Upgde, Sentron 3WL, ETU76B c/w COM35 Module, AFPS VAMP 221, 1600A TX ACB 42kA/1Sec, 4 x 630A SF, Mob Gen Conn, 2 x SF Spare | Switchboards U/G & Subs
2480044 | SWITCHBOARD,POWER | LV Indoor, 750(750)kVA, ACB Std, Sentron 3WL, ETU45B, AFPS VAMP 221, 1600A TX ACB 42kA/1Sec, 4 x 630A SF, Mob Gen Conn, 2 x SF Spare Slots, Metal Encl, Dual | Switchboards U/G & Subs
2480036 | SWITCHBOARD,POWER | LV Indoor, 750(750)kVA, ACB Upgde, Sentron 3WL, ETU76B c/w COM35 Module, AFPS VAMP 221, 1600A TX ACB 42kA/1Sec, 4 x 630A SF, Mob Gen Conn & 1600A ACB, | Switchboards U/G & Subs
2480028 | SWITCHBOARD,POWER | LV Indoor, 750(750)kVA, ACB Std, Sentron 3WL, ETU45B, AFPS VAMP 221, 1600A TX ACB 42kA/1Sec, 4 x 630A SF, Mob Gen Conn & 1600A ACB, Metal Encl, Dual Top/Bottom | Switchboards U/G & Subs
2479491 | SWITCHBOARD,POWER | AC Distribution Board, 400V AC, Local Transformer, 1 x 160A CB, Outdoor, S/Steel, 864 x 600 x 240mm | Switchboards U/G & Subs
2479483 | SWITCHBOARD,POWER | Transfer Switch, 400V AC, 125A, Generator Connection Point, Outdoor, S/Steel, 1296 x 600 x 240mm | Switchboards U/G & Subs
2479475 | SWITCHBOARD,POWER | AC Main Board, 400V AC, Local Transformer, 1 x 400A CB, 1 x 250A CB, 1 x 160A CB with Generator Connection, Outdoor, S/Steel, 1992 x 600 x 254mm | Switchboards U/G & Subs
2479467 | SWITCHBOARD,POWER | AC Main Board, 400V AC, Local Transformer, 1 x 400A CB, 2 x 160A CB, 1 x 100A CB, 1 x 60A CB, Outdoor, S/Steel, 1992 x 630 x 254mm | Switchboards U/G & Subs
2479459 | SWITCHBOARD,POWER | AC Distribution Board, 400V AC, Local Transformer, 2 x 400A CB, 1 x 160A CB, 1 x 100A CB, 1 x 60A CB, Outdoor, S/Steel, 1200 x 800 x 400mm | Switchboards U/G & Subs
2479442 | SWITCHBOARD,POWER | Auto Transfer Switch, 400V AC, 400A AC1, 110kW AC3, c/w Main Switch, Outdoor, S/Steel, 800 x 1200 x 400mm | Switchboards U/G & Subs
2479434 | SWITCHBOARD,POWER | AC Distribution Board, 1 X 100A Main Switch, 21 Pole Load Centre, 2 x 3 Ph, 32A CB, 2 x 20A CB, 1 x 10A CB, 2 x 20A ELCB, 2 x 10A ELCB & Timer, Indoor | Switchboards U/G & Subs
2479426 | SWITCHBOARD,POWER | AC Distribution Board, 100A Main Switch, 1Ph, 3 x 10A ELCB & 4 x 20A ELCB, Indoor, Steel Enclosure, 245 x 268 x 92mm | Switchboards U/G & Subs
2479418 | SWITCHBOARD,POWER | AC Distribution Board, 250A Main Switch, 24 Ess + 24 Non-Ess Chassis, Indoor, 1728 x 600 x 240mm | Switchboards U/G & Subs
2479400 | SWITCHBOARD,POWER | AC Distribution Board, 160A Main Switch, 36 Pole Chassis, Indoor, 1296 x 600 x 240mm | Switchboards U/G & Subs
2479392 | SWITCHBOARD,POWER | AC Distribution Board,Switchyard, 160A Main Switch, 30A Outlet,10A Outlet, 24 Pole Chassis, Light Switch, Outdoor, S/Steel, 1296 x 600 x 240mm | Switchboards U/G & Subs
2479384 | SWITCHBOARD,POWER | AC Distribution Board, 250A Main Switch, 12 + 42 Hybrid Chassis, Indoor, 1512 x 600 x 240mm | Switchboards U/G & Subs
2479376 | SWITCHBOARD,POWER | AC Distribution Board, 100A Auto Trans Switch, 100A Main Switch, 36 Pole Chassis, Outdoor, S/Steel, 1728 x 600 x 240mm | Switchboards U/G & Subs
2472850 | SWITCHBOARD,POWER | 3150A Transformer LV Isol; 4 off 630A SWfuse Base; Dist TX Top Entry; LV Street CCTS Bottom Exit; For Restricted Access Installation; Barriered Open type | Substation
25324 | SWITCHBOARD,POWER | 11KV 3 PHASE, 2000A, 25KA, AFL,R SINGLE BUSBAR METAL ENCLOSED SWITCHBOARD WITH FIXED SWITCHGEAR CONSISTING OF 1 X 2000A TFORMER CB, 1 X 2000A A BUS TIE CB, | Switchgear Substation
22889 | SWITCHBOARD,POWER | DRIVER UNIT DRV-12-01;12 V OR 24 V AUXILIARY SUPPLY TO SUIT NOJA RECLOSER; | Substation
21488 | SWITCHBOARD,POWER | DISTRIBUTION TRANSFORMER;415 V BOARD; 800 MM H X 640 MM W X 243 MM D;ORANGE CONCEPT PREMIER ENCLOSURE;1 X 160 AMP CB;BOTTOM ENTRY;QUOTATION BRO94866; | Substation
21487 | SWITCHBOARD,POWER | DISTRIBUTION TRANSFORMER;415 V BOARD; 800 MM H X 640 MM W X 243 MM D;ORANGE CONCEPT PREMIER ENCLOSURE;1 X 160 AMP CB;TOP ENTRY; | Substation
20238 | SWITCHBOARD,POWER | 110 V SUB BOARD;245 MM H X 493 MM W X 68 MM D;INCLUDING 100 AMP DP MAIN SWITCH ;4 X 32 AMP DC,DP,CB & 4 X 20 AMP DC,DP, CB; | Substation
19943 | SWITCHBOARD,POWER | AC DISTRIBUTION BOARD;12 WAY LOADCENTRE; C/W 2 X 100 AMP CB'S,EARTH BAR,NEUTRAL LINK & LOCKABLE DOOR;FOR USE IN MODULAR SUB;245 MM H X 343 MM W X 98 MM D; | Substation
19911 | SWITCHBOARD,POWER | 12 KV;3 PHASE;630 AMP;21 KA;5 X 630 AMP FEEDER CIRCUIT BREAKERS;TOP & BOTTOM CABLE ENTRY;WIRED FOR FEEDER DIFF & BUSBAR O/C PROTECTION;FOR INTERMEDIATE | Substation
19189 | SWITCHBOARD,RESCUE KIT | YELLOW BAG;500 MM X 300 MM X 200 MM; CONSISTING OF INSULATED CROOK,FIRE BLANKET,MULTI TRAUMA DRESSING;SIGN & FLASHLIGHT;SIZE 11 CLASS ' O ' GLOVES; | Hardware & Tools
34127 | SWITCHGEAR | 11kV, SafeLink 2 CCCC, 4-Way Switching Unit, Mech D | Switchgear
34139 | SWITCHGEAR | RMU, 12kV, SafeLink 2 CFCF c/w Mounting Plinth & Outdoor Encl, for 11kV Oil Type Transformer Connection to 1000kVA & Dry Type Transformer Connection to 1500kVA, | Switchgear
34141 | SWITCHGEAR | RMU, 12kV, SafeLink 2 CCC c/w Mounting Plinth & Outdoor Enclosure, JTS 06-08-01 | Switchgear
2437473 | SWITCHGEAR | RMU, 36kV, 3 x Feeder Switch c/w Mounting Plinth & Outdoor Enclosure, JTS 06-08-01 | Switchgear
2490936 | SWITCHGEAR | RMU, 24kV, 630A, 20kA/3s, SafePlus CCV, LHS/RHS Extensible, Non-Motorized C Modules, Motorized V Module, Internal Arc Class AFLR 20kA/1s, w/o Protection | Switchgear
2490910 | SWITCHGEAR | RMU, 12kV, 630A, 25kA/3s, SafePlus CCVV, LHS/RHS Extensible, Non-Motorized C Modules, Motorized V Modules, Internal Arc Class AFLR 20kA/1s, w/o Protection | Switchgear
2490902 | SWITCHGEAR | RMU, 12kV, 630A, 25kA/3s, SafePlus CCCV, LHS/RHS Extensible, Non-Motorized C Modules, Motorized V Module, Internal Arc Class AFLR 20kA/1s, w/o Protection | Switchgear
2490894 | SWITCHGEAR | RMU, 12kV, 630A, 25kA/3s, SafePlus CCV, LHS/RHS Extensible, Non-Motorized C Modules, Motorized V Module, Internal Arc Class AFLR 20kA/1s, w/o Protection | Switchgear
2490779 | SWITCHGEAR | RMU, 24kV, 630A, SafePlus VVFV, Non-extensible, Motorized, IAC: AFLR 20kA/1s, in IP54 Outdoor Enclosure S/Steel Gde 316 c/w CTs & VTs | Switchgear
2490761 | SWITCHGEAR | RMU, 12kV, 630A, SafePlus VVFV, Non-extensible, Motorized, IAC: AFLR 20kA/1s, in IP54 Outdoor Enclosure S/Steel Gde 316 c/w CTs & VTs | Switchgear
2487908 | SWITCHGEAR | 145kV, 2000A, 40kA/1sec, Outdoor HIS Unit c/w 125VDC Aux Supply, 125VDC Motor Supply, Bus Side Disconn & Integral E/S, Single Pole Operated CB, 4 Protn & | Switchgear Substation
2487890 | SWITCHGEAR | 145kV, 2000A, 40kA/1sec, Outdoor HIS Unit c/w 110VDC Aux Supply, 110VDC Motor Supply, Bus Side Disconn & Integral E/S, Single Pole Operated CB, 4 Protn & | Switchgear Substation
2487882 | SWITCHGEAR | 145kV, 2000A, 40kA/1sec, Outdoor HIS Unit c/w 125VDC Aux Supply, 230VAC Motor Supply, Bus Side Disconn & Integral E/S, Single Pole Operated CB, 4 Protn & | Switchgear Substation
2493534 | SWITCHGEAR | Feeder Switchgear Unit, 36kV, 800A, 31.5kA, 2000A Bus, Metal Encl Fixed Switchgear & Control Gear Assy, suit 110V DC Aux Supply c/w CTs for Feeder & | Switchgear Substation
2490951 | SWITCHGEAR | RMU, 24kV, 630A, 20kA/3s, SafePlus CCVV, LHS/RHS Extensible, Non-Motorized C Modules, Motorized V Modules, Internal Arc Class AFLR 20kA/1s, w/o Protection | Switchgear
2490944 | SWITCHGEAR | RMU, 24kV, 630A, 20kA/3s, SafePlus CCCV, LHS/RHS Extensible, Non-Motorized C Modules, Motorized V Module, Internal Arc Class AFLR 20kA/1s, w/o Protection | Switchgear
2487874 | SWITCHGEAR | 145kV, 2000A, 40kA/1sec, Outdoor HIS Unit c/w 110VDC Aux Supply, 230VAC Motor Supply, Bus Side Disconn & Integral E/S, Single Pole Operated CB, 4 Protn & | Switchgear Substation
2487866 | SWITCHGEAR | 145kV, 2000A, 40kA/1sec, Outdoor HIS Unit c/w 48VDC Aux Supply, 230VAC Motor Supply, Bus Side Disconn & Integral E/S, Single Pole Operated CB, 4 Protn & | Switchgear Substation
2487858 | SWITCHGEAR | 145kV, 2000A, 40kA/1sec, Outdoor HIS Unit c/w 32VDC Aux Supply, 230VAC Motor Supply, Bus Side Disconn & Integral E/S, Single Pole Operated CB, 4 Protn & | Switchgear Substation
2487841 | SWITCHGEAR | 145kV, 2000A, 40kA/1sec, Outdoor HIS Unit c/w 125VDC Aux Supply, 125VDC Motor Supply, Bus Side Disconn & Integral E/S, 3 Pole Operated CB, 4 Protn & 2 Mtrg | Switchgear Substation
2487833 | SWITCHGEAR | 145kV, 2000A, 40kA/1sec, Outdoor HIS Unit c/w 110VDC Aux Supply, 110VDC Motor Supply, Bus Side Disconn & Integral E/S, 3 Pole Operated CB, 4 Protn & 2 Mtrg | Switchgear Substation
2487825 | SWITCHGEAR | 145kV, 2000A, 40kA/1sec, Outdoor HIS Unit c/w 125VDC Aux Supply, 230VAC Motor Supply, Bus Side Disconn & Integral E/S, 3 Pole Operated CB, 4 Protn & 2 Mtrg | Switchgear Substation
2487817 | SWITCHGEAR | 145kV, 2000A, 40kA/1sec, Outdoor HIS Unit c/w 110VDC Aux Supply, 230VAC Motor Supply, Bus Side Disconn & Integral E/S, 3 Pole Operated CB, 4 Protn & 2 Mtrg | Switchgear Substation
2487627 | SWITCHGEAR | GIS Outdoor Fdr/Txf Swgr Bay, SF6, 145kV 1600A, 40kA, 1600A Bus c/w Bus Side Disconn & Integral E/S, CB, 4 Protn & 1 Mtrg CT, Line Side Disconn & Integral | Switchgear Substation
2487619 | SWITCHGEAR | GIS Indoor 66/SQRT3kV:110/SQRT3V VT Module c/w Integral Disconn suit Conn to the Bus, or Load Side of Indoor Fdr/Txf Swgr Bays, or Indoor Bus Section Swgr | Switchgear Substation
2487601 | SWITCHGEAR | GIS Indoor 110/SQRT3kV:110/SQRT3V VT Module c/w Integral Disconn suit Conn to the Bus, or Load Side of Indoor Fdr/Txf Swgr Bays, or Indoor Bus Section Swgr | Switchgear Substation
2487593 | SWITCHGEAR | GIS Indoor 132/SQRT3kV:110/SQRT3V VT Module c/w Integral Disconn suit Conn to the Bus, or Load Side of Indoor Fdr/Txf Swgr Bays, or Indoor Bus Section Swgr | Switchgear Substation
2487585 | SWITCHGEAR | GIS Indoor Bus Section Swgr Bay, SF6, 145kV, 1600A, 40kA, 1600A Bus c/w Left Hand Bus Side Disconn & Integral E/S, CB, 4 Protn CTs, Right Hand Bus Disconn | Switchgear Substation
2487577 | SWITCHGEAR | GIS Indoor Fdr/Txf Swgr Bay, 145kV, 1600A, 40kA, 1600A Bus c/w Bus Side Disconn & Integral E/S, CB, 4 Protn CTs, Line Side Disconn & Integral E/S & Line | Switchgear Substation
2475606 | SWITCHGEAR | RMU, 22kV, 630A, 21kA/3s, SafePlus CCCF, Non-Extensible, Non-Motorized, Internal Arc Class AFLR 20kA/1s, in IP54 Outdoor Enclosure S/Steel Gde 316 (scm) | Switchgear
2486389 | SWITCHGEAR | RMU, 36kV, 630A, Ormazabal CGM3 IIVV, Extensible, Non-Motorized, IAC AFL 20kA/1s c/w Protection Relay ekor.rpg 201A, 300/A 5P20 0.18VA Toroidal CTs | Switchgear
2476174 | SWITCHGEAR | RMU, 12kV, VVV=VV, 630A, AFLR 20kA/1sec, Protection CTs and an incomer VT, Indoor, ABB Safeplus | Switchgear
2487718 | SWITCHGEAR | 72.5kV, 2000A, 40kA/3sec, Outdoor HIS Unit c/w 110VDC Aux Supply, 110VDC Motor Supply, Bus Side Disconn & Integral E/S, 3 Pole Operated CB, 4 Protn & 2 Mtrg | Switchgear Substation
2487700 | SWITCHGEAR | 72.5kV, 2000A, 40kA/3sec, Outdoor HIS Unit c/w 125VDC Aux Supply, 230VAC Motor Supply, Bus Side Disconn & Integral E/S, 3 Pole Operated CB, 4 Protn & 2 Mtrg | Switchgear Substation
2487692 | SWITCHGEAR | 72.5kV, 2000A, 40kA/3sec, Outdoor HIS Unit c/w 110VDC Aux Supply, 230VAC Motor Supply, Bus Side Disconn & Integral E/S, 3 Pole Operated CB, 4 Protn & 2 Mtrg | Switchgear Substation
2487684 | SWITCHGEAR | 72.5kV, 2000A, 40kA/3sec, Outdoor HIS Unit c/w 48VDC Aux Supply, 230VAC Motor Supply, Bus Side Disconn & Integral E/S, 3 Pole Operated CB, 4 Protn & 2 Mtrg | Switchgear Substation
2487676 | SWITCHGEAR | 72.5kV, 2000A, 40kA/3sec, Outdoor HIS Unit c/w 32VDC Aux Supply, 230VAC Motor Supply, Bus Side Disconn & Integral E/S, 3 Pole Operated CB, 4 Protn & 2 Mtrg | Switchgear Substation
2487668 | SWITCHGEAR | GIS Outdoor 66/SQRT3kV:110/SQRT3V VT Module c/w Integral Disconn suit Conn to the Bus, or Load Side of Indoor Fdr/Txf Swgr Bays, or Indoor Bus Section Swgr | Switchgear Substation
2487650 | SWITCHGEAR | GIS Outdoor 110/SQRT3kV:110/SQRT3V VT Module c/w Integral Disconn suit Conn to the Bus, or Load Side of Indoor Fdr/Txf Swgr Bays, or Indoor Bus Section Swgr | Switchgear Substation
2487643 | SWITCHGEAR | GIS Outdoor 132/SQRT3kV:110/SQRT3V VT Module c/w Integral Disconn suit Conn to the Bus, or Load Side of Indoor Fdr/Txf Swgr Bays, or Indoor Bus Section Swgr | Switchgear Substation
2487635 | SWITCHGEAR | GIS Outdoor Bus Section Swgr Bay, SF6, 145kV, 1600A, 40kA, 1600A Bus c/w Left Hand Bus Side Disconn & Integral E/S, CB, 4 Protn CTs, Right Hand Bus Disconn | Switchgear Substation
2487809 | SWITCHGEAR | 145kV, 2000A, 40kA/1sec, Outdoor HIS Unit c/w 48VDC Aux Supply, 230VAC Motor Supply, Bus Side Disconn & Integral E/S, 3 Pole Operated CB, 4 Protn & 2 Mtrg | Switchgear Substation
2487791 | SWITCHGEAR | 145kV, 2000A, 40kA/1sec, Outdoor HIS Unit c/w 32VDC Aux Supply, 230VAC Motor Supply, Bus Side Disconn & Integral E/S, 3 Pole Operated CB, 4 Protn & 2 Mtrg | Switchgear Substation
2487783 | SWITCHGEAR | 72.5kV, 2000A, 40kA/3sec, Outdoor HIS Unit c/w 125VDC Aux Supply, 125VDC Motor Supply, Bus Side Disconn & Integral E/S, Single Pole Operated CB, 4 Protn & | Switchgear Substation
2487775 | SWITCHGEAR | 72.5kV, 2000A, 40kA/3sec, Outdoor HIS Unit c/w 110VDC Aux Supply, 110VDC Motor Supply, Bus Side Disconn & Integral E/S, Single Pole Operated CB, 4 Protn & | Switchgear Substation
2487767 | SWITCHGEAR | 72.5kV, 2000A, 40kA/3sec, Outdoor HIS Unit c/w 125VDC Aux Supply, 230VAC Motor Supply, Bus Side Disconn & Integral E/S, Single Pole Operated CB, 4 Protn & | Switchgear Substation
2487759 | SWITCHGEAR | 72.5kV, 2000A, 40kA/3sec, Outdoor HIS Unit c/w 110VDC Aux Supply, 230VAC Motor Supply, Bus Side Disconn & Integral E/S, Single Pole Operated CB, 4 Protn & | Switchgear Substation
2487742 | SWITCHGEAR | 72.5kV, 2000A, 40kA/3sec, Outdoor HIS Unit c/w 48VDC Aux Supply, 230VAC Motor Supply, Bus Side Disconn & Integral E/S, Single Pole Operated CB, 4 Protn & | Switchgear Substation
2487734 | SWITCHGEAR | 72.5kV, 2000A, 40kA/3sec, Outdoor HIS Unit c/w 32VDC Aux Supply, 230VAC Motor Supply, Bus Side Disconn & Integral E/S, Single Pole Operated CB, 4 Protn & | Switchgear Substation
2487726 | SWITCHGEAR | 72.5kV, 2000A, 40kA/3sec, Outdoor HIS Unit c/w 125VDC Aux Supply, 125VDC Motor Supply, Bus Side Disconn & Integral E/S, 3 Pole Operated CB, 4 Protn & 2 Mtrg | Switchgear Substation
2476166 | SWITCHGEAR | RMU, 12kV, =VVV=VV= extenendable, 630A, AFLR 20kA/1sec, Protection CTs and an Incomer VT, Indoor, ABB Safeplus | Switchgear
2476158 | SWITCHGEAR | RMU, 12kV, VVCVV, 630A, AFLR 20kA/1sec, Protection CTs and an incomer VT, Outdoor enclosure, ABB Safeplus | Switchgear
2476141 | SWITCHGEAR | RMU, 36kV, CC, 630A, AFLR 16kA/1 Sec, Siemens 8DJH36 | Switchgear Substation
2476133 | SWITCHGEAR | RMU, 36kV, VVV, 630A, AFLR 20kA/1 Sec, Protection CTs & an Incomer VT, Siemens 8DJH36 | Switchgear Substation
2476125 | SWITCHGEAR | RMU, 36kV, VVV, 630A, AFLR 20kA/1 Sec, Protection CTs & an Incomer VT, Outdoor Enclosure, Siemens 8DJH36 | Switchgear Substation
2468767 | SWITCHGEAR | RMU, 12kV, SafeLink 2 CFC, 2 x Feeder Switches, 1 x Switch Fuse, IAC AF, max Connection 1000kVA Transformer, (no rear chimney), JTS 06-08-01 | Switchgear
24978 | SWITCHGEAR | RMU, 12kV, 630A, 3Ph, 50Hz, 2 x Feeder Switch, 2 x Switch Fuse c/w Cubicle & Plinth, ABB SafePlus CCFF OD AFLR/BFLR, Faultmake Load Break, 3 Pole Operated, | Switchgear
24977 | SWITCHGEAR | RMU, 12kV, 630A, 3Ph, 50Hz, 2 x Feeder Switch, 1 x Switch Fuse c/w Cubicle & Plinth, ABB SafePlus CCF OD AFLR/BFLR, Faultmake Load Break, 3 Pole Operated, | Switchgear
2481687 | SWITCHGEAR | Feeder Unit, 12kV, 1250A, 25kA, 2000A BUS, Metal Enclosed Fixed Swgr, 110V DC Aux Supply, c/w CT's 3OC EF SEF CBF (P142) FD & IS IR (RED 615), TS 497 | Switchgear Substation
2476182 | SWITCHGEAR | 12kV SafePlus =DV=, 630A, AFLR 20kA/1sec, Additional Circuit Breaker for Indoor RMU | Switchgear
34142 | SWITCHGEAR | RMU, 12kV, SafeLink 2 CCCC c/w Outdoor Enclosure & Plinth, JTS 06-08-01 (scm) | Switchgear
34140 | SWITCHGEAR | RMU, 12kV, SafeLink 2 CFCC c/w Mounting Plinth & Outdoor Encl, for 11kV Oil Type Transformer Connection to 1000kVA & Dry Type Transformer Connection to 1500kVA, | Switchgear
34138 | SWITCHGEAR | RMU, 12kV, SafeLink 2 CFC c/w Mounting Plinth & Outdoor Encl, for 11kV Oil Type Transformer Connection to 1000kVA & Dry Type Transformer Connection to 1500kVA, | Switchgear
34126 | SWITCHGEAR | 11kV, SafeLink 2 CCC, 3-Way Switching Unit, Mech D | Switchgear
34123 | SWITCHGEAR | RMU, SafeLink 2 CFC, Single Switch Fuse, for 11kV Oil Type & Dry Type Transformer Connection up to 1500kVA, Mech D | Switchgear
34125 | SWITCHGEAR | RMU, SafeLink 2 CFCC, 3-Way Single Switch Fuse, 11kV Oil Type & Dry Type Transformer Connection up to 1500kVA, Mech D | Switchgear
34124 | SWITCHGEAR | RMU, SafeLink 2 CFCF, Double Switch Fuse, for 11kV Oil Type & Dry Type Transformer Connection up to 1500kVA, Mech D | Switchgear
20738 | SWITCHGEAR,BUS SECTION | INDOOR GIS;1600 AMP;145 KV;40 KA;110 V DC;INCLUDES LH BUS;110 KV VT & VT DISCONNECTOR;LH BUS DISCONNECTOR & EARTH SWITCH;CB;4 PROTECTION CLASS | Switchgear
23602 | SWITCHGEAR,BUS SECTION | BUS SECTION SWGR UNIT;12 KV;2000 A;25KA; 2000 A BUS;METAL ENCLOSED;FIXED SWGR; CONTROL GEAR ASSEMBLY;110 V DC AUX SUPPLY C/W CURRENT TRANSFORMERS FOR | Switchgear Substation
22652 | SWITCHGEAR,BUS SECTION | INDOOR GIS;1600 AMP;145 KV;40 KA;110 V DC;INCLUDES 1 X BUS 132 KV VT & VT DISCONNECTOR;1 X BUS DISCONNECTOR & EARTH SWITCH ON THE SAME SIDE;CB & 4 | Switchgear
22651 | SWITCHGEAR,BUS SECTION | INDOOR GIS;1600 AMP;145 KV;40 KA;110 V DC;INCLUDES 1 X BUS 110 KV VT & VT DISCONNECTOR;1 X BUS DISCONNECTOR & EARTH SWITCH ON THE SAME SIDE;CB & 4 | Switchgear
22644 | SWITCHGEAR,BUS SECTION | OUTDOOR GIS;1600 AMP;145 KV;40 KA;110 V DC;INCLUDES 1 X BUS 132 KV VT & VT DISCONNECTOR;1 X BUS DISCONNECTOR & EARTH SWITCH ON THE SAME SIDE;CB & 4 | Switchgear
22643 | SWITCHGEAR,BUS SECTION | OUTDOOR GIS;1600 AMP;125 KV;40 KA;110 V DC;INCLUDES 1 X BUS 110 KV VT & VT DISCONNECTOR;1 X BUS DISCONNECTOR & EARTH SWITCH ON THE SAME SIDE;CB & 4 | Switchgear
22500 | SWITCHGEAR,BUS SECTION | INDOOR GIS;1600 AMP;123 KV;40 KA;110 V DC;INCLUDES LH BUS VT;LH BUS DISCONNECTOR & EARTH SWITCH;2 PROT CLASS CTS;CB;2 PROT CLASS CTS;RH BUS | Switchgear
22499 | SWITCHGEAR,BUS SECTION | INDOOR GIS;1600 AMP;123 KV;40 KA;110 V DC;INCLUDES LH BUS DISCONNECTOR & EARTH SWITCH;2 PROT CLASS CTS;CB;2 PROT CLASS CTS;RH BUS CONNECTOR & EARTH | Switchgear
23628 | SWITCHGEAR,BUS SECTION | FEEDER SWGR UNIT;36 KV;800 A;31.5KA; 2000 A BUS METAL ENCLOSED FIXED SWGR, CONTROLGEAR ASSEMBLY SUITS AMPAGE RATING: | Switchgear Substation
23626 | SWITCHGEAR,BUS SECTION | BUS TIE SWGR UNIT;36 KV;1600 A;31.5 KA; 1600 A BUS METAL ENCLOSED FIXED SWGR; CONTROL GEAR ASSEMBLY SUITS 110 V DC AUX SUPPLY;INC FAULT MAKE BUS EARTH | Switchgear Substation
23625 | SWITCHGEAR,BUS SECTION | BUS SECTION SWGR UNIT;36 KV;1600 A; 31.5 KA;1600 A BUS METAL ENCLOSED FIXED SWGR, CONTROL GEAR ASSEMBLY;SUITABLE FOR 110 V DC AUX SUPPLY;INC CURRENT | Switchgear Substation
23562 | SWITCHGEAR,BUS SECTION | INDOOR BUSBAR EARTH SWITCH;12KV;25KA; SUITS FAULT MAKE DUTY ON 2000A BUS; MANUAL OPERATION ONLY; | Switchgear Substation
23560 | SWITCHGEAR,BUS SECTION | INDOOR BUS TIE SWGR UNIT;12KV;1250A; 25KA;200A BUS;METAL ENCLOSED FIXED SWGR, CONTROL GEAR ASSEMBLY;C/W 110V DC AUX SUPPLY, CURRENT TRANSFORMERS FOR BUS TIE | Switchgear Substation
23559 | SWITCHGEAR,BUS SECTION | INDOOR BUS SECTION SWGR UNIT;12KV;2000A; 25KA;2000A BUS;METAL ENCLOSED FIXED SWGR CONTROL GEAR ASSEMBLY;C/W 110 V DC AUX SUPPLY, CURRENT TRANSFORMERS FOR DUAL | Switchgear Substation
23619 | SWITCHGEAR,BUS SECTION | BUS TIE SWITCHGEAR UNIT;36 KV;800 A; 1250 A BUS METAL ENCLOSED FIXED SWITCH- GEAR;CONTROL GEAR ASSEMBLY SUITABLE FOR 110 V DC AUXILIARY SUPPLY INC; | Switchgear Substation
23605 | SWITCHGEAR,BUS SECTION | BUSBAR EARTH SWITCH;12KV;25KA;SUIT- ABLE FOR FAULT MAKE DUTY ON 2000 A BUS; MANUAL OPERATION ONLY; | Switchgear Substation
23603 | SWITCHGEAR,BUS SECTION | BUS TIE SWGR UNIT:12 KV;1250 A;25 KA; 2000 A BUS;METAL ENCLOSED FIXED SWGR; CONTROL GEAR ASSEMBLY WITH 110 V DC AUX SUPPLY C/W CURRENTTRANSFORMERS | Switchgear Substation
23531 | SWITCHGEAR,BUS SECTION | 145kV GAS INSULATED SWGR;OUTDOOR BUS SECTION SWGR BAY;145kV;1600A;40kA; 1600A BUS;LHS DISC/EARTH SW;CB;4 x PROT CT's:RHS DISC/EARTH SW | Switchgear Substation
23526 | SWITCHGEAR,BUS SECTION | 145kV GAS INSULATED SWGR;BUS SECTION; INDOOR BUS SECTION SWGR BAY;145kV;1600A; 40kA;1600A BUS;LHS DISC/EARTH SW;CB; 4 x PROT CTs;RHS DISC/EARTH SW | Switchgear Substation
23516 | SWITCHGEAR,BUS SECTION | 36kV PRIMARY SUBSTATION SWGR;BUS TIE SWGR UNIT;36kV;2000 A;31.5kA;2000 A BUS; METAL ENCLOSED FIXED SWGR/CONTROL GEAR ASSEMBLY SUITS 110 V DC AUX SUPPLY C/W | Switchgear Substation
23515 | SWITCHGEAR,BUS SECTION | 36kV PRIMARY SUBSTATION SWGR;BUS SECTION SWGR UNIT;36kV;2000 A;31.5kA; 2000 A BUS;METAL ENCLOSED FIXED SWGR/ CONTROL GEAR ASSEMBLY SUITS 110V DC AUX | Switchgear Substation
23510 | SWITCHGEAR,BUS SECTION | 36kV PRIMARY SUBSTATION SWGR;BUS TEE DISCONNECTOR UNIT;36kV;1600A;31.5kA;600 A BUS;METAL ENCLOSED FIXED SWGR/CONTROL GEAR ASSEMBLY INC FAULT MAKE BUS EARTH | Switchgear Substation
23509 | SWITCHGEAR,BUS SECTION | 36kV PRIMARY SUBSTATION SWGR;BUS TIE SWGR;36kV;1600 A; 31.5 kA;1600 A BUS; METAL ENCLOSED FIXED SWGR/CONTROL GEAR ASSEMBLY SUITS 110V DC AUX SUPPLY INC | Switchgear Substation
23508 | SWITCHGEAR,BUS SECTION | 36kV PRIMARY SUBSTATION SWGR;BUS SECTION SWGR UNIT;36kV;1600 A;31.5kA; 1600 A BUS;METAL ENCLOSED FIXED SWGR/ CONTROL GEAR ASSEMBLY SUITS 110V DC AUX | Switchgear Substation
23503 | SWITCHGEAR,BUS SECTION | 36kV PRIMARY SUBSTATION SWGR;BUS TEE OFF DISCONNECTOR UNIT;36kV;800A;31.5 KA;1250 A BUS;METAL ENCLOSED FIXED SWGR & CNTRL GEAR ASSEMBLY INC FAULT MAKE BUS EARTH | Switchgear Substation
23502 | SWITCHGEAR,BUS SECTION | BUS TIE SWGR UNIT;36kV;800A;31.5KA; 1250 A BUS;METAL ENCLOSED FIXED SWGR & CONTROL GEAR ASSY;SUITS110 V DC AUX SUPPLY;INC FAULT MAKE BUS EARTH SWITCH | Switchgear Substation
23633 | SWITCHGEAR,BUS SECTION | BUS TIE SWITCHGEAR UNIT;36 KV;2000 A; 31.5 KA;2000 A BUS METAL ENCLOSED FIXED SWGR, CONTROL GEAR ASSEMBLY SUITS 110 V DC AUX SUPPLY C/W CURRENT TRANS- | Switchgear Substation
23632 | SWITCHGEAR,BUS SECTION | BUS SECTION SWGR UNIT;36 KV;2000 A; 31.5 KA;2000 A BUS METAL ENCLOSED FIXED SWGR, CONTROL GEAR ASSEMBLY SUITS 110 V DC AUX SUPPLY C/W CURRENT TRANS- | Switchgear Substation
20743 | SWITCHGEAR,BUS SECTION | OUTDOOR GIS;1600 AMP;145 KV;40 KA;110 V DC;INCLUDES LH BUS 132 KV VT & VT DISCONNECTOR;LH BUS DISCONNECTOR & EARTH SWITCH;CB;4 PROTECTION CLASS | Switchgear
20742 | SWITCHGEAR,BUS SECTION | OUTDOOR GIS;1600 AMP;145 KV;40 KA;110 V DC;INCLUDES LH BUS 110 KV VT & VT DISCONNECTOR;LH BUS DISCONNECTOR & EARTH SWITCH;CB;4 PROTECTION CLASS | Switchgear
20739 | SWITCHGEAR,BUS SECTION | INDOOR GIS;1600 AMP;145 KV;40 KA;110 V DC;INCLUDES LH BUS 132 KV VT & VT DISCONNECTOR;LH BUS DISCONNECTOR & EARTH SWITCH;CB;4 PROTECTION CLASS | Switchgear
22012 | SWITCHGEAR,EXTENSION | OUTDOOR GIS EXTENSION;FOR SSWMD;1600 AMP;145 KV;40 KA;110 V DC;ADDITIONAL 2 BAYS PLUS ADDITION OF CB'S TO 4 BAYS;BUS VT;INSTALLATION & TESTING; | Switchgear
21109 | SWITCHGEAR,FEEDER | INDOOR GIS;1600 AMP;123 KV;40 KA;110 V DC;INCLUDES BUS DISCONNECTOR & EARTH SWITCH;CB;4 PROTECTION CLASS CT'S;LINE DISCONNECTOR & EARTH SWITCH;LINE | Switchgear
22014 | SWITCHGEAR,FEEDER | OUTDOOR GIS;1600 AMP;145 KV;40 KA;110 V DC;INCLUDES-BUS VT;BUS SIDE DISCONNECTOR;BUS SIDE EARTH SWITCH;CB; 4 PROTECTION CLASS CT'S;LINE SIDE | Switchgear
23519 | SWITCHGEAR,FEEDER | FEEDER SWITCHGEAR UNIT, 36KV; 800A, 31.5KA, 200 A BUS; SUITABLE FOR 110 V DC AUXILLARY SUPPLY INCLUDING CURRENT TRANSFORMERS FOR FEEDER AND BZ & HI | Switchgear Substation
24199 | SWITCHGEAR,FEEDER | ABB SAFEPLUS VVV- SINGLE TRANSFORMER CIRCUIT BREAKER DOUBLE FEEDER CIRCUIT BREAKER REAR TOP OR FRONT BOTTOM CABLE ENTRY | Switchgear
24196 | SWITCHGEAR,FEEDER | ABB SAFEPLUS VVV-VV- TRIPLE TRANSFORMER CIRCUIT BREAKER DOUBLE FEEDER CIRCUIT BREAKER REAR TOP OR FRONT BOTTOM CABLE ENTRY | Switchgear
24149 | SWITCHGEAR,FEEDER | FEEDER SWGR UNIT;12 KV;1250 A;25KA;C&I; 2000 A BUS;METAL ENCLOSED FIXED SWGR; 110 V DC AUX SUP-PLY C/W VT & CURRENT TFMRS FOR CUST METERING & 3OC EF SEF CBF | Switchgear Substation
24148 | SWITCHGEAR,FEEDER | FEEDER SWGR UNIT;12 KV;1250 A;25KA;C&I; 2000 A BUS;METAL ENCLOSED FIXED SWGR; 110 V DC AUX SUP-PLY C/W CURRENT TFMRS FOR 3OC EF SEF CBF (P142); | Switchgear Substation
24147 | SWITCHGEAR,FEEDER | FEEDER SWGR UNIT;12 KV;1250 A;25KA;C&I; 2000 A BUS;METAL ENCLOSED FIXED SWGR; 110 V DC AUX SUP-PLY C/W VT & CURRENT TFMRS FOR 3OC EF SEF CBF (P142) FD & IS | Switchgear Substation
23530 | SWITCHGEAR,FEEDER | 145kV GAS INSULATED SWGR;FEEDER/ TRAMSFORMER;OUTDOOR FEEDER/TRANS- FORMER SWGR BAY;145kV;1600A;40kA;1600A BUS;BUS DISC/EARTH Sw;CB;4 x PROT CT's; | Switchgear Substation
23524 | SWITCHGEAR,FEEDER | 145kV GAS INSULATED SWGR;FEEDER/ TRANSFORMER SWGR BAY;145kV;1600 A;40kA; 1600 A BUS;BUS DISC/EARTH SW;CB;4 x PROT CTs;LINE DISC/EARTH SW; LINE SIDE FAULT | Switchgear Substation
23504 | SWITCHGEAR,FEEDER | 36kV PRIMARY SUBSTATION SWGR;FEEDER SWGR UNIT;36kV;800A;31.5 kA;1600 A BUS; METAL ENCLOSED FIXED SWGR & CONTROL GEAR ASSEMBLY SUITS 110 V DC AUX SUPPLY: | Switchgear Substation
24763 | SWITCHGEAR,FEEDER | ABB SAFEPLUS CCV (OUTDOOR, REMOTE) SINGLE TRANSFORMER CIRCUIT BREAKER DOUBLE FEEDER ISOLATOR REAR TOP OR FRONT BOTTOM CABLE ENTRY | Switchgear
24762 | SWITCHGEAR,FEEDER | ABB SAFEPLUS CCV (INDOOR, REMOTE) SINGLE TRANSFORMER CIRCUIT BREAKER DOUBLE FEEDER ISOLATOR REAR TOP OR FRONT BOTTOM CABLE ENTRY | Switchgear
24761 | SWITCHGEAR,FEEDER | ABB SAFEPLUS CCCV (OUTDOOR) SINGLE TRANSFORMER CIRCUIT BREAKER TRIPLE FEEDER ISOLATOR REAR TOP OR FRONT BOTTOM CABLE ENTRY | Switchgear
24760 | SWITCHGEAR,FEEDER | ABB SAFEPLUS CCCV (INDOOR) SINGLE TRANSFORMER CIRCUIT BREAKER TRIPLE FEEDER ISOLATOR REAR TOP OR FRONT BOTTOM CABLE ENTRY | Switchgear
24759 | SWITCHGEAR,FEEDER | ABB SAFEPLUS CCVV (OUTDOOR) DOUBLE TRANSFORMER CIRCUIT BREAKER DOUBLE FEEDER ISOLATOR REAR TOP OR FRONT BOTTOM CABLE ENTRY | Switchgear
24758 | SWITCHGEAR,FEEDER | ABB SAFEPLUS CCVV (INDOOR) DOUBLE TRANSFORMER CIRCUIT BREAKER DOUBLE FEEDER ISOLATOR REAR TOP OR FRONT BOTTOM CABLE ENTRY | Switchgear
24757 | SWITCHGEAR,FEEDER | ABB SAFEPLUS CCV (OUTDOOR) SINGLE TRANSFORMER CIRCUIT BREAKER DOUBLE FEEDER ISOLATOR REAR TOP OR FRONT BOTTOM CABLE ENTRY | Switchgear
24756 | SWITCHGEAR,FEEDER | ABB SAFEPLUS CCV (INDOOR) SINGLE TRANSFORMER CIRCUIT BREAKER DOUBLE FEEDER ISOLATOR REAR TOP OR FRONT BOTTOM CABLE ENTRY | Switchgear
24755 | SWITCHGEAR,FEEDER | ABB SAFEPLUS VV- SINGLE TRANSFORMER CIRCUIT BREAKER SINGLE FEEDER CIRCUIT BREAKER REAR TOP OR FRONT BOTTOM CABLE ENTRY | Switchgear
25356 | SWITCHGEAR,FEEDER | FEEDER SWGR UNIT;12 KV;1250 A;25KA; 2000 A BUS; METAL ENCLOSED FIXED SWGR; 110V DC AUX SUPPLY C/W CURRENT TFMRS 30C EF SEF CBF (P142) FD & IS IR (RED 615); | Switchgear Substation
24773 | SWITCHGEAR,FEEDER | ABB SAFEPLUS VVV SINGLE TRANSFORMER CIRCUIT BREAKER DOUBLE FEEDER CIRCUIT BREAKER REAR TOP OR FRONT BOTTOM CABLE ENTRY; LEFT EXTENSIBLE; | Switchgear
24770 | SWITCHGEAR,FEEDER | ABB SAFEPLUS -VV- SINGLE TRANSFORMER CIRCUIT BREAKER SINGLE FEEDER CIRCUIT BREAKER REAR TOP OR FRONT BOTTOM CABLE ENTRY | Switchgear
24768 | SWITCHGEAR,FEEDER | ABB SAFEPLUS -VFV SINGLE TRANSFORMER FUSE SWITCH DOUBLE FEEDER CIRCUIT BREAKER REAR TOP OR FRONT BOTTOM CABLE ENTRY | Switchgear
24767 | SWITCHGEAR,FEEDER | ABB SAFEPLUS CCCV (OUTDOOR, REMOTE) SINGLE TRANSFORMER CIRCUIT BREAKER TRIPLE FEEDER ISOLATOR REAR TOP OR FRONT BOTTOM CABLE ENTRY | Switchgear
24766 | SWITCHGEAR,FEEDER | ABB SAFEPLUS CCCV (INDOOR, REMOTE) SINGLE TRANSFORMER CIRCUIT BREAKER TRIPLE FEEDER ISOLATOR REAR TOP OR FRONT BOTTOM CABLE ENTRY | Switchgear
24765 | SWITCHGEAR,FEEDER | ABB SAFEPLUS CCVV (OUTDOOR, REMOTE) DOUBLE TRANSFORMER CIRCUIT BREAKER DOUBLE FEEDER ISOLATOR REAR TOP OR FRONT BOTTOM CABLE ENTRY | Switchgear
24764 | SWITCHGEAR,FEEDER | ABB SAFEPLUS CCVV (INDOOR, REMOTE) DOUBLE TRANSFORMER CIRCUIT BREAKER DOUBLE FEEDER ISOLATOR REAR TOP OR FRONT BOTTOM CABLE ENTRY | Switchgear
23500 | SWITCHGEAR,FEEDER | FEEDER SWGR UNIT;36kV;800 A;31.5 kA; 1250 A BUS; METAL ENCLOSED FIXED SWGR & CONTROL GEAR ASSY SUIT 110 V DC AUX SUPPLY C/W CURRENT TRANSFORMERS FOR | Switchgear Substation
23558 | SWITCHGEAR,FEEDER | INDOOR COMBINATION FEEDER, MOBILE KIOSK SWGR UNIT;12KV;1250A;25KA;2000A BUS; METAL ENCLOSED FIXED SWGR, CONTROL GEAR ASSEMBLY; C/W 110 VDC AUX SUPPLY, | Switchgear Substation
23557 | SWITCHGEAR,FEEDER | INDOOR FEEDER SWITCHGEAR UNIT; 12KV;630A;25KA;2000A BUS;METAL ENCLOSED FIXED SWITCHGEAR, CONTROL GEAR ASSEMBLY; C/W 110V DC AUXILIARY SUPPLY, INCLUDES | Switchgear Substation
23622 | SWITCHGEAR,FEEDER | FEEDER SWGR UNIT;36KV;1250A;31.5KA; 1600A BUS METAL ENCLOSED FIXED SWGR; CONTROL GEAR ASSEMBLY;SUITS 110V DC AUX SUPPLY C/W CURRENT TRANSFORMERS | Switchgear Substation
23621 | SWITCHGEAR,FEEDER | FEEDER SWGR UNIT;36KV;800A;31.5KA; 1600A BUS METAL ENCLOSED FIXED SWGR; CONTROL GEAR ASSEMBLY;SUITS 110V DC AUX SUPPLY C/W CURRENT TRANSFORMERS | Switchgear Substation
23617 | SWITCHGEAR,FEEDER | FEEDER SWGR UNIT;36KV;800 A;31.5KA;1250A BUS METAL ENCLOSED FIXED SWGR;CONTROL GEAR ASSEMBLY SUITS 110V DC AUX SUPPLY; C/W CURRENT TRANSFORMERS FOR FEEDER,BZ | Switchgear Substation
23601 | SWITCHGEAR,FEEDER | COMBINATION FEEDER;MOBILE KIOSK SWGR UNIT;12 KV;1250 A;25KA;2000 A BUS;METAL ENCLOSED FIXED SWGR;CONTROL GEAR ASSEMBLY;110 V DC AUX SUPPLY C/W | Switchgear Substation
23600 | SWITCHGEAR,FEEDER | FEEDER SWGR UNIT;12kV;630 A;25KA;2000 A BUS;METAL ENCLOSED FIXED SWGR; CONTROL GEAR ASSEMBLY;110 V DC AUX SUPPLY; C/W CURRENT TRANSFORMERS FOR FEEDER, | Switchgear Substation
23511 | SWITCHGEAR,FEEDER | 36kV PRIMARY SUBSTATION SWGR;FEEDER SWGR UNIT;36kV;800A;31.5 kA;1600 A BUS; METAL ENCLOSED FIXED SWGR/CONTROL GEAR ASSEMBLY SUITS 110 V DC AUX SUPPLY | Switchgear Substation
23505 | SWITCHGEAR,FEEDER | 36kV PRIMARY SUBSTATION SWGR;FEEDER SWGR UNIT;36 kV;800 A;31.5 kA;1600 BUS: METAL ENCLOSED FIXED SWGR & CONTROL GEAR ASSEMBLY SUITS 110 V DC AUX SUPPLY | Switchgear Substation
22496 | SWITCHGEAR,FEEDER | INDOOR GIS;1600 AMP;123 KV;40 KA;110 V DC;INCLUDES BUS FAULT MAKE EARTH SWITCH;BUS DISCONNECTOR & EARTH SWITCH ;CB;4 PROT CLASS & 1 METERING CLASS CTS; | Switchgear
22495 | SWITCHGEAR,FEEDER | INDOOR GIS;1600 AMP;123 KV;40 KA;110 V DC;INCLUDES BUS DISCONNECTOR & EARTH SWITCH;CB;4 PROT CLASS & 1 METERING CLASS CTS;LINE DISCONNECTOR & EARTH | Switchgear
22013 | SWITCHGEAR,FEEDER | OUTDOOR GIS;1600 AMP;145 KV;40 KA;110 V DC;INCLUDES-BUS SIDE DISCONNECTOR;BUS SIDE EARTH SWITCH;CB;4 PROTECTION CLASS CT'S;LINE SIDE DISCONNECTOR/EARTH | Switchgear
22494 | SWITCHGEAR,REPLACEMENT. | INDOOR GIS;REPLACEMENT FOR SSCST;1600 AMP;123 KV;40 KA;110 VDC;4 FEEDER BAYS; 3 TRANSFORMER BAYS;2 BUS SECTION BAYS; INSTALLATION & TESTING; | Switchgear
20737 | SWITCHGEAR,TRANSFORMER | INDOOR GIS;1600 AMP;145 KV;40 KA;110 V DC;INCLUDES FAULT MAKE BUS EARTH SWITCH;BUS DISCONNECTOR & EARTH SWITCH;CB;4 PROTECTION CLASS CT'S;LINE | Switchgear
22497 | SWITCHGEAR,TRANSFORMER | INDOOR GIS;1600 AMP;123 KV;40 KA;110 V DC;INCLUDES BUS DISCONNECTOR & EARTH SWITCH;CB;LINE FAULT MAKE EARTH SWITCH; | Switchgear
23520 | SWITCHGEAR,TRANSFORMER | TRANSFORMER SWITCHGEAR UNIT, 36KV; INCLUDING 3 PHASE BUS VOLTAGE TFORMER AND CURRENT TFORMERS FOR TFORMER AND BZ HI & LI PROTECTION; | Switchgear Substation
23518 | SWITCHGEAR,TRANSFORMER | TRANSFORMER SWITCHGEAR UNIT, 36KV, 1250A, 31.5KA, 2000 A BUS; TRANSFORMER CB UNIT WITH BUS EARTH SWITCH; CONTRACT 10142C; REFER TO EXTENDED DESCRIPTION; | Switchgear Substation
24146 | SWITCHGEAR,TRANSFORMER | TRANSFORMER SWGR UNIT; 12KV; 1250 A; 25KA; 2000 A BUS; METAL ENCLOSED FIXED SWGR; CONTROL GEAR ASSEMBLY; 110 V DC AUX SUPPLY, C/W CURRENT TRANSFORMERS | Switchgear Substation
23525 | SWITCHGEAR,TRANSFORMER | 145kV GAS INSULATED SWGR;TRANSFORMER; INDOOR FEEDER SWGR BAY;145kV;1600A;40kA; 1600 A BUS;BUS DISC/EARTH SW;CB;4 x PROT CTs;METERING CT & PROVISION FOR VT, LINE | Switchgear Substation
23514 | SWITCHGEAR,TRANSFORMER | 36kV PRIMARY SUBSTATION SWGR; TRANSFORMER SWGR UNIT;36kV;2000A;31.5kA; 2000 A BUS/CONTROL GEAR ASSEMBLY SUITS 110 V DC AUX SUPPLY C/W CURRENT TRANS- | Switchgear Substation
23513 | SWITCHGEAR,TRANSFORMER | 36kV PRIMARY SUBSTATION SWGR; TRANSFORMER SWGR UNIT;36kV;800 A;31.5kA; 2000 A BUS/CONTROL GEAR ASSEMBLY C/W 3 PHASE BUS VOLTAGE TRANSFORMER/ | Switchgear Substation
23512 | SWITCHGEAR,TRANSFORMER | 36kV PRIMARY SUBSTATION SWRG; TRANSFORMER SWGR UNIT 36kV;800 A;31.5kA; 2000 A BUS;METAL ENCLOSED FIXED SWGR/ CONTROL GEAR ASSEMBLY SUITS 110 V DC, | Switchgear Substation
23507 | SWITCHGEAR,TRANSFORMER | 36kV PRIMARY SUBSTATION SWGR; TRANSFORMER SWGR UNIT;36kV;1250A; 31.5kA;1600 A BUS;CONTROL GEAR ASSEMBLY; SUITS 110V DC AUX SUPPLY INC 3 PHASE BUS | Switchgear Substation
23506 | SWITCHGEAR,TRANSFORMER | 36kV PRIMARY SUBSTATION SWGR; TRANSFORMER SWGR UNITT;36 kV;1600 A; 31.5kA;1600 A BUS;CONTROL GEAR ASSEMBLY; SUITS 110 V DC AUX SUPPLY INC 3 PHASE | Switchgear Substation
23630 | SWITCHGEAR,TRANSFORMER | TRANSFORMER SWGR UNIT;36 KV;800 A; 31.5 KA;2000 A BUS METAL ENCLOSED FIXED SWGR, CONTROL GEAR ASSEMBLY C/W 3 PHASE BUS VOLTAGE TRANSFORMER, | Switchgear Substation
23629 | SWITCHGEAR,TRANSFORMER | TRANSFORMER SWGR UNIT;36 KV;800 A; 31.5 KA;2000 A BUS METAL ENCLOSED FIXED SWGR, CONTROL GEAR ASSEMBLY;SUITS 110 V DC AUX SUPPLY C/W CURRENT TRANS- | Switchgear Substation
23624 | SWITCHGEAR,TRANSFORMER | TRANSFORMER SWGR UNIT;36 KV;1250 A; 31.5 KA;1600 A BUS METAL ENCLOSED FIXED SWGR, CONTROL GEAR ASSEMBLY;SUITABLE FOR 110 V DC AUX SUPPLY C/W 3 PHASE BUS | Switchgear Substation
23623 | SWITCHGEAR,TRANSFORMER | TRANSFORMER SWGR UNIT;36 KV;1600 A; 31.5 KA1600 A BUS METAL ENCLOSED FIXED, SWGR, CONTROL GEAR ASSEMBLY;SUITABLE FOR 110 V DC AUX SUPPLY C/W 3 PHASE BUS | Switchgear Substation
23561 | SWITCHGEAR,TRANSFORMER | INDOOR TRANSFORMER SWGR UNIT;12KV;2000A 25KA;2000A BUS;METAL ENCLOSED SWGR & CONTROL GEAR ASSEMBLY; C/W 110V DC AUX SUPPLY, CURRENT TRANSFORMERS FOR | Switchgear Substation
23618 | SWITCHGEAR,TRANSFORMER | TRANSFORMER SWGR UNIT;36KV;800A;31.5KA; 1250A BUS METAL ENCLOSED;SPECIAL FEATURE SWGR;CONTROL GEAR ASSEMBLY;SUITS 110V DC AUX SUPPLY C/W 3 PHASE BUS; | Switchgear Substation
23604 | SWITCHGEAR,TRANSFORMER | TRANSFORMER SWGR UNIT;12 KV;2000 A;25KA; 2000 A BUS;METAL ENCLOSED FIXED SWGR; CONTROL GEAR ASSEMBLY;110 V DC AUX SUP- PLY C/W CURRENT TRANSFORMERS FOR | Switchgear Substation
22656 | SWITCHGEAR,TRANSFORMER | OUTDOOR GIS;1600 AMP;145 KV;40 KA;110 V DC;INCLUDES CB & 4 PROTECTION CLASS CT'S;LINE DISCONNECTOR & EARTH SWITCH; LINE FAULT MAKE EARTH SWITCH;NO BUS | Switchgear
22498 | SWITCHGEAR,TRANSFORMER | INDOOR GIS;1600 AMP;123 KV;40 KA;110 V DC;INCLUDES BUS VT;BUS DISCONNECTOR & EARTH SWITCH;CB;LINE DISCONNECTOR & EARTH SWITCH;LINE FAULT MAKE EARTH | Switchgear
23501 | SWITCHGEAR,TRANSFORMER | TRANSFORMER SWITCHGEAR UNIT;36KV;800A; 31.5 kA;1250 A BUS;METAL ENCLOSED FIXED SWITCHGEAR & CONTROL GEAR ASSY; SUIT 110 V DC AUX SUPPLY; C/W 3PH | Switchgear Substation
23631 | SWITCHGEAR,TRANSFORMER | TRANSFORMER SWGR UNIT;36 KV;2000 A; 31.5 KA;2000 A BUS METAL ENCLOSED FIXED SWGR, CONTROL GEAR ASSEMBLY, SUITS 110 V DC AUX SUPPLY C/W CURRENT TRANS- | Switchgear Substation
20741 | SWITCHGEAR,TRANSFORMER | OUTDOOR GIS;1600 AMP;145 KV;40 KA;110 V DC;INCLUDES FAULT MAKE BUS EARTH SWITCH;BUS DISCONNECTOR & EARTH SWITCH ;CB;4 PROTECTION CLASS CT'S;LINE | Switchgear
21111 | SWITCHGEAR,TRANSFORMER | INDOOR GIS;1600 AMP;123 KV;40 KA;110 V: DC;INCLUDES FAULT MAKE BUS EARTH SWITCH;BUS DISCONNECTOR & EARTH SWITCH;CB;4 PROTECTION CLASS CT'S; | Switchgear
22015 | SWITCHGEAR,TRANSFORMER | OUTDOOR GIS;1600 AMP;145 KV;40 KA;110 V DC;INCLUDES-BUS SIDE DISCONNECTOR;BUS SIDE EARTH SWITCH;CB;LINE SIDE EARTH SWITCH;FOR TR1 & TR2; | Switchgear
2480903 | SWITCHING LOCK | S-MT, White, suit PT 2.5-MT-Quattro Terminal Block | Substation Accessories
23366 | SWIVEL, EYE AND LINK | Line Swivel, S/Steel Line Swivel, suits Cable Socks, 1.38" Dia, Rating 26.7kN WLL - 2.67T Marking Required | Hardware & Tools
2489169 | TAB,LOCK | For Type P4 Streetlight Pit to Allow Lockable & Padlockable Covers to be Secured | U/G Accessories
22954 | TAG,ASSEMBLY | SICM TAG ASSEMBLY; DS1201 REPLACEMENT; ELECTRONIC TAG; CONFIGURES SICM1/SICMSB; DIRECT PLUG IN; SUBSTITUTES SC19009; U/W SICM1(SC18272);SICM2B(SC18273); | Substation
2459980 | TAG,IDENTIFICATION | Pole Top Rescue Kit Replacement Tag, for new Kits with Contents List on Reverse Side, List Incl: Rescue Rope, Pole Strap, Controlled Descent Device, | Height Safety
20649 | TAG,INSTRUCTION | Test Tag, Vinyl, Self Adhesive, Black Text, TESTED BY EQL, 8 x spaces for Next Test Due, Wrap Around Type, 32 x 109.9mm c/w Permanent Marking Pen, Pack of 100 | Signs
2438034 | TAG,INSTRUCTION | Test Marker, Plastic, Self Adhesive, Black Text on White, space for Equip ID Number, Serial Number, Tested at 75kV / 300mm, 3 x spaces for Retest Date c/w | Signs
2403628 | TAG,INSTRUCTION | Test Marker, Plastic, Self Adhesive, Black Text on Yellow, space for Equip ID Number, Serial Number, Tested at 45kV / 300mm, 3 x spaces for Retest Date c/w | Signs
104376 | TAG,INSTRUCTION | Equipment Test, Cricket Bat Style, Yellow, 330 x 85mm (P100) | Signs
2438059 | TAG,INSTRUCTION | 80 x 80mm, DANGER - NETWORK ACCESS RESTICTION APPLIES, 3mm ABS Plastic, C2 Reflective, Dwg 901978-88 | Misc Non-Contract Items
25069 | TAG,INSTRUCTION | RAKTAGZ;ENERGEX EQUIPMENT SERVICES YELLOW; NEXT TEST DUE (ZIPTIE TYPE); 175 MM;USED AS A ROUTINE TESTING TAG ON EQUIPMENT;20 PER PACK, BOX OF 500; | Signs
22682 | TAG,INSTRUCTION | RAKTAGZ;ENERGEX EQUIPMENT SERVICES NEXT TEST DUE (ZIPTIE TYPE);WHITE; 175 MM;USED AS A ROUTINE TESTING TAG ON EQUIPMENT;20 PER PACK, BOX OF 500; | Signs
22327 | TAG,INSTRUCTION | LEGEND-DO NOT REMOVE;EQUIPMENT SERVICES ASSET NO.;90 MM X 28.5 MM; VALERON;RED TEXT;WRAPAROUND;ADHESIVE BACKED;C/W PERMANENT MARKING PEN; | Signs
22326 | TAG,INSTRUCTION | LEGEND-PLANT SERVICED BY FLEET WORKSHOP SOUTHPORT;103 MM X 45.7 MM; VALERON;MAIN COLOUR YELLOW;C/W BLACK TEXT;ADHESIVE BACKED;C/W PERMANENT | Signs
22334 | TAG,INSTRUCTION | LEGEND-TEST DATE,NEXT TEST DATE;99 MM X 42 MM;VALERON;RED COLOUR FRAME; WRAPAROUND TYPE;C/W BLACK TEXT; ADHESIVE BACKED;C/W PERMANENT | Signs
22331 | TAG,INSTRUCTION | LEGEND-PROPERTY OF ENERGEX;32 MM X 109.9 MM;TWIN BAR CODE & S - ASSET NUMBER,WRAPAROUND TYPE;VINYL;C/W BLACK TEXT;ADHESIVE BACKED;PACK OF 100; | Signs
20844 | TAG,INSTRUCTION | DANGER DO NOT OPERATE;LOW VOLTAGE DANGER TAG;CARDBOARD TYPE;C/W STRING; PACK OF 100; | Hardware & Tools
22328 | TAG,INSTRUCTION | Test Tag, Vinyl, Self Adhesive, Black Text on White, TESTED BY EQL, 4 x spaces for Next Test Due, 32 x 51mm c/w Permanent Marking Pen, Pack of 100 | Signs
22329 | TAG,INSTRUCTION | LEGEND-PROPERTY OF ENERGEX;51 MM X 32 MM;FLAT TYPE SINGLE BAR CODE & S - ASSET NUMBER;VINYL;C/W BLACK TEXT; ADHESIVE BACKED;PACK OF 100;RESTRICTED | Signs
22257 | TAG,INSTRUCTION KIT. | 3 X Z TAGS;INCLUDING COVER;FOR WEBER LV RETROFIT;WEBER V-ZTAGKIT;PACK OF 1, PACK WEIGHT 3 KG; | Fuses
4293 | TAG,MARKER | LEGEND - 1-50 CONSECUTIVE NUMBERS; THERMO PLASTIC;5 SQ MM;WHITE W/BLACK LEGEND;SLIP IN ATTACHMENT;TEMP RESISTANT 70 DEG C;CARD OF 10 STRIPS,EA STRIP | Signs
4294 | TAG,MARKER | LEGEND - 51-100 CONSECUTIVE NUMBERS; LEGEND;THERMO PLASTIC;5 SQ MM;WHITE W/BLACK LEGEND;SLIP IN ATTACHMENT;TEMP RESISTANT 70 DEG C;CARD OF 10 STRIPS EA | Signs
2492411 | TAG,MARKER | Pole Inspection Disc, Al, Non-Coloured, Non-Stamped, 50mm Dia, 2mm Thk c/w 6mm Dia Punched Hole 8mm from Edge | Signs
2485522 | TAG,MARKER | Pole Inspection Disc, Al, Colour Dulux Orange X15 Powder Coated, 50mm Dia, 2mm Thk c/w 6mm Dia Punched Hole 8mm from Edge, for Asset Inspectors to | Signs
15740 | TAG,MARKER | ALUMINIUM;50 MM DIA DISK,1 MM THK;W/3 MM CENTRAL FIXING HOLE;REFLECTIVE SURFACE TO BE YELLOW 3M HI-INTENSITY SHEETING; PACK SIZE 20;USED TO MARK WOOD POLES | Signs
13118 | TAG,MARKER | LEGEND - 11 KV NO TAPS;ALUMINIUM;120 MM LG,100 MM W, 2 MM THK;YELLOW W/RED LEGEND;W/22 MM DIA HOLE;30 MM & 10 MM RED LETTERS ON YELLOW BACKGROUND;FOR U/W | Signs
11909 | TAG,MARKER | ALUMINIUM;50 MM DIA DISK,1 MM THK; W/3 MM CENTRAL FIXING HOLE;REFLECTIVE SURFACE TO BE BLUE 3M HI-INTENSITY SHEETING;PACK SIZE 20;USED TO MARK WOOD | Signs
11908 | TAG,MARKER | ;ALUMINIUM;50 MM DIA DISK,1 MM THK; W/3 MM CENTRAL FIXING HOLE;REFLECTIVE SURFACE TO BE RED 3M CLASS 2; HI-INTENSITY SHEETING;PACK SIZE 20; | Signs
6425 | TAG,MARKER | LEGEND - STATION EARTH;CAST COPPER ALLOY,NATURAL FINISH;75 MM LG,38 MM W, ,3 MM THK;W/14 MM DIA HOLE FOR EARTH WIRE FEED THROUGH;PACK OF 100,PACK | Signs
6424 | TAG,MARKER | LEGEND - CONSUMER EARTH;CAST COPPER ALLOY,NATURAL FINISH;75 MM LG,38 MM W, 3 MM THK;W/14 MM DIA HOLE FOR EARTH WIRE FEED THROUGH;PACK OF 50,PACK | Signs
15376 | TALLOW,INEDIBLE | 20KG CAN;LEAD WIPING FLUX; | Misc Non-Contract Items
23040 | TAMPER | Hydraulic, Pole, 2.1m Lg, Kidney Shaped Foot 60 x 200mm, Flush Face Couplers, Kevlar Protection Sleeve, Stress Relief on Hoses | Hardware & Tools
923040 | TAMPER | REPAIR, Hydraulic, Pole, 2.1m Lg, Kidney Shaped Foot 60 x 200mm, Flush Face Couplers, Kevlar Protection Sleeve, Stress Relief on Hoses | Hardware & Tools
2471795 | TAP & DRILL,COMBINATION | HSS, M5 x 0.8, 41mm Lg, suit M5 Nylon SetScrew used to hang Meters | Hardware & Tools
2478543 | TAP CHANGER,TRANSFORMER | On-load, Vacuum, +/-8 Steps, Rated 40kV 250A, for Delta Winding | Substation
2449 | TAP,THREAD CUTTING | HAND TYPE;HSS;BSW;3/8 IN;TAPER; | PPE, Hardware & Tools
2462 | TAP,THREAD CUTTING | HAND TYPE;HSS;BSW;3/8 IN;BOTTOMING; PACK OF 3; | PPE, Hardware & Tools
2458 | TAP,THREAD CUTTING | HAND TYPE;HSS;BSW;5/32 IN;BOTTOMING; PACK OF 1; | Hardware & Tools
8967 | TAP,THREAD CUTTING | HAND TYPE;HSS;ISO M;5 MM; .8 MM PITCH; BOTTOMING;SHANK DIMENSION TO AS2181 PART 1-1978;PACK OF 1; | Hardware & Tools
8974 | TAP,THREAD CUTTING | HAND TYPE;HSS;ISO M;8 MM;1.25 MM PITCH; TAPER;SHANK DIMENSION TO AS2181 PART 1-1978;PACK OF 1; | Hardware & Tools
8982 | TAP,THREAD CUTTING | HAND TYPE;HSS;ISO M;10 MM;1.5 MM PITCH; BOTTOMING;SHANK DIMENSION TO AS2181 PART 1-1978;PACK OF 3; | PPE, Hardware & Tools
8986 | TAP,THREAD CUTTING | HAND TYPE;HSS;ISO M;12 MM;1.75 MM PITCH ;TAPER;SHANK DIMENSION TO AS2181 PART 1 -1978;PACK OF 1; | Hardware & Tools
8980 | TAP,THREAD CUTTING | HAND TYPE;HSS;ISO M;10 MM;1.5 MM PITCH; TAPER;SHANK DIMENSION TO AS2181 PART 1-1978;PACK OF 1; | Hardware & Tools
8968 | TAP,THREAD CUTTING | HAND TYPE;HSS;ISO M;6 MM;1 MM PITCH; TAPER;SHANK DIMENSION TO AS2181 PART 1-1978;PACK OF 1; | PPE, Hardware & Tools
8961 | TAP,THREAD CUTTING | HAND TYPE;HSS;ISO M;4 MM; .7 MM PITCH; BOTTOMING;SHANK DIMENSION TO AS2181 PART1-1978;PACK OF 1; | Hardware & Tools
104148 | TAPE | Armorcast, 100mm W x 3.04m | Hardware & Tools
22737 | TAPE, EMBOSSING | LABEL TAPE;NYLON TAPE;FOR RHINO LABEL MACHINE;FOR FIXING LABELS TO CABLES; 19 MM X 3.5 M;WHITE BACKGROUND WITH BLACK TEXT;BOX OF 5; | Hardware & Tools
2913 | TAPE,ANTISEIZING | PTFE;12 MM W,.075 MM THK,10 M LG; PACK OF 10; | Hardware & Tools
17291 | TAPE,BARRICADE | Red & White, 76mm W x 0.05 Thk, Printed DANGER DO NOT ENTER, 100m Roll, use in Oil Spill Kits, Carton of 36 | Signs
2465755 | TAPE,BARRICADE | SF6 Hazard Barrier Tape, 100m Lg, 75mm W, Printed with SF6 HAZARD, Red Text on White B/Ground | HS & PPE
2477875 | TAPE,BARRICADE | Retracting Belt Barrier, 10m Roll, Black/Yellow | Tools & Equipment
25072 | TAPE,BARRICADE | ENERGEX AWARE TAPE; BARRIER TAPE YELLOW 75MM W X 100M ROLL; TEXT 'ENERGEX AWARE WITH ENERGEX LOGO'; | Hardware & Tools
2407086 | TAPE,BARRICADE | NON ADHESIVE;ASBESTOS BARRIER TAPE; YELLOW;75 MM W;300 M LG;LABELLED- DANGER ASBESTOS DUST HAZARD; PACK OF 1,PACK WEIGHT 0.3 KG; | HS & PPE
3046 | TAPE,CORROSION PREVENTIVE | WOVEN SYNTHETIC FABRIC;PETROLATUM BASED COMPOUND IMPREGNATED & COATED;50 MM W; 75 DEG C MAX OPERATING TEMP;10 M ROLL, PACK OF 24,PACK WEIGHT 17 KG; | PPE, Hardware & Tools
2999 | TAPE,FIBREGLASS | PLAIN WEAVE;WHITE;75 MM W;100 M ROLL; | Hardware & Tools
3001 | TAPE,FIBREGLASS | PLAIN WEAVE;WHITE;100 MM W,100 M L; | Hardware & Tools
14318 | TAPE,IDENTIFICATION,ELECTRIC CABLE | ELECTRICITY;UNDERGROUND MARKING TAPE; NON DETECTABLE;150 MM W;"DANGER ELECTRIC CABLE BELOW" ORANGE 100 M ROLL; AS/NZS2648.1 | Signs
24728 | TAPE,INSULATION,ELECTRICAL | Non Adhesive;Varnished Rayon Tape; 0.18MM x 19MM x 60M Roll;For Use With Underground Transmission Fluid Filled Cables; Sundry Item 4 11KV SWGR & 33kv | Hardware & Tools
23071 | TAPE,INSULATION,ELECTRICAL | BLACK;250 M LG;GELWRAP TW-BR-50-250;FOR USE WITH HENDRIX COVERED CONDUCTOR; FOR USE WITH HENDRIX SPACER SYSTEM; REQUIRED FOR CBT-MFD 33 KV FEEDER | Hardware & Tools
20117 | TAPE,INSULATION,ELECTRICAL | RAYSULATE ETHYLENE-PROPYLENE POLYMER; HEAT SHRINKABLE;36 KV HV BUSBAR TAPE; 50 MM W;10 M LG; | Hardware & Tools
18759 | TAPE,INSULATION,ELECTRICAL | ADHESIVED BACKED;VINYL,PLASTIC,BLACK; 19 MM W;6 M LG;0.63 MM THK;PACK OF 10; | Hardware & Tools
17474 | TAPE,INSULATION,ELECTRICAL | ADHESIVED BACKED;VINYL PLASTIC,BLACK; 38 MM W;6 M LG;.63 MM THK;PACK OF 10; | Hardware & Tools
17271 | TAPE,INSULATION,ELECTRICAL | SEALING;EPDM PLUS BUTY RUBBER;60 MM W; 5.5 M LG;2 MM THK;UV RESISTANT; | Hardware & Tools
17262 | TAPE,INSULATION,ELECTRICAL | PRESSURE SENSITIVE,GP S43;VINYL,BLACK; 100 MM W;15 M LG;CORROSION PROTECTION; THREE PLY PLASTIC TAPE WITH BONDING WHEN OVERLAPPING;15 M ROLL,BOX OF 12, | PPE, Hardware & Tools
16842 | TAPE,INSULATION,ELECTRICAL | NON-ADHESIVE;PVC STOPOFF TAPE,BLACK; 25 MM W;25 M LG;FOR USE IN FILLED HEATSHRINK JOINTS;PACK OF 1; | Hardware & Tools
10801 | TAPE,INSULATION,ELECTRICAL | ADHESIVE BACKED;PVC,RED;19 MM W;20 M LG; .178 MM THK;FLAME RETARDANT SERVICE TEMP (UP TO 80 DEG C WHEN TESTED TO UL510; AS1621.3;PACK OF 200; | PPE, Hardware & Tools
10800 | TAPE,INSULATION,ELECTRICAL | ADHESIVE BACKED;PVC,BLUE;19 MM W;20 M LG .178 MM THK;FLAME RETARDANT,SERVICE TEMP (UP TO 80 DEG C WHEN TESTED TO UL510; AS1621.3;PACK OF 200; | PPE, Hardware & Tools
10680 | TAPE,INSULATION,ELECTRICAL | ADHESIVE BACKED;PVC,WHITE;19 MM W;20 M LG;.178 MM THK;FLAME RETARDANT,SERVICE TEMP (UP TO 80 DEG C WHEN TESTED TO UL510;AS1621.3;PACK OF 200,PACK WEIGHT | PPE, Hardware & Tools
10551 | TAPE,INSULATION,ELECTRICAL | Adhesive Backed, PVC, Black, 19mm x 20m, 178mm Thk, Flame Retardant, Service Temp up to 80Deg C to UL510, AS1621.3, Pack of 200 | PPE, Hardware & Tools
8368 | TAPE,INSULATION,ELECTRICAL | ADHESIVE BACKED;VINYL PLASTIC,BLACK; 101 MM W;3 M LG;1 MM THK;PACK OF 10; | Hardware & Tools
3022 | TAPE,INSULATION,ELECTRICAL | ADHESIVE BACKED;PVC,YELLOW;19 MM W; 20 M LG;178 MM THK;FLAME RETARDANT, SERVICE TEMP (UP TO 80 DEG C ) WHEN TESTED TO UL510;AS1621.3;PACK OF 200; | Hardware & Tools
3019 | TAPE,INSULATION,ELECTRICAL | ADHESIVE BACKED;PVC,GREEN/YELLOW; 19 MM W; 20 M LG;.178 MM THK;FLAME RETARDANT,SERVICE TEMP (UP TO 80 DEG C) WHEN TESTED TO UL510;AS1621.3;PACK OF | PPE, Hardware & Tools
21811 | TAPE,INSULATION,ELECTRICAL | 3M Super 33+ Premium Vinyl, Black, 19mm x 20m, UV Resistant, Flame Retardant, for Indoor & Outdoor use | Hardware & Tools
18156 | TAPE,INSULATION,ELECTRICAL | ADHESIVE BACKED;ETHYLENE/PROPYLENE RUBBER (EPR);MASTIC,BLACK;25 MM W;3 M LG ;PACK OF 1;U/W STOCK CODE 17798; | PPE, Hardware & Tools
2932 | TAPE,INSULATION,ELECTRICAL | ADHESIVE BACKED;COTTON,MASTIC RUBBER,BLACK;19 MM W;18 M LG NOM; MEGOHMOID;PACK OF 1; | PPE, Hardware & Tools
2997 | TAPE,INSULATION,ELECTRICAL | OVERWRAP PVC;50 MM W;30 M LG; PRESSURE SENSITIVE GP VINYL BLACK; BOX OF 36,PACK WEIGHT 18 KG; | PPE, Hardware & Tools
2998 | TAPE,INSULATION,ELECTRICAL | Non-Vulcanized Butyl Rubber Tape;50 MM W;10 M LG;0.50 MM THK;SELF AMALGAMATING; PACK OF 1;***NOTE NOT TO BE USED IN CONJUNCTION WITH OVERHEAD SERVICES;*** | Hardware & Tools
3016 | TAPE,INSULATION,ELECTRICAL | SPLICING TAPE;RUBBER,BLACK;19 MM W; 9 M LG;0.76 MM THK;HIGH VOLTAGE; ;PACK OF 1; | Hardware & Tools
3010 | TAPE,INSULATION,ELECTRICAL | SCREEN SPACER;PACK OF 1;FOR 10 PR PILOT JOINT BASED ON UJ MAN 5 .351D; | Hardware & Tools
2700 | TAPE,MEASURING | STEEL;BLACK;SPRING LOADED STYLE;2 M LG, 7 MM W;DIAMETER TAPE;PACK OF 6; | Hardware & Tools
2701 | TAPE,MEASURING | FIBRE GLASS;PVC COATED;HAND CRANK STYLE; 30 M LG,12 MM W;ONE SIDE CM;PACK OF 1; | Hardware & Tools
2703 | TAPE,MEASURING | STEEL;LACQUER FINISH;SPRING & LOCK STYLE ;3 M LG,12 MM W;ONE SIDE METRIC,ONE SIDE IMPERIAL;PACK SIZE 1; | Hardware & Tools
2479590 | TAPE,MEASURING | 1000V Insulated, Blade Length 3m, Graduations 1mm, Plastic Frame | Tools & Equipment
8951 | TAPE,MEASURING | 8m Lg, 25mm W, Steel, Enamel Coated | PPE, Hardware & Tools
2911 | TAPE,PRESSURE SENSITIVE ADHESIVE | DOUBLE COATED FOAM TAPE;25 MM W, 33 M LG,3 MM THK;PACK OF 1; | PPE, Hardware & Tools
2933 | TAPE,PRESSURE SENSITIVE ADHESIVE | MASKING;CREAM;24 MM W,50 M LG,75 MM ID CORE;CARTON OF 48,PACK WEIGHT 6.48 KG; | PPE, Hardware & Tools
2938 | TAPE,PRESSURE SENSITIVE ADHESIVE | PACKAGING;BROWN;48 MM W,NB 75 M LG,NB; 75 MM ID CORE;MED DUTY,PLASTIC; CARTON OF 36,PACK WEIGHT 7.62 KG; | Hardware & Tools
12428 | TAPE,PRESSURE SENSITIVE ADHESIVE | DOUBLE SIDED;BLACK;12 MM W,66 M LG,0.8 MM THK;24 ROLLS PER CARTON,PACK WEIGHT 9.0 KG; | PPE, Hardware & Tools
13943 | TAPE,PRESSURE SENSITIVE ADHESIVE | PALLETISING;BLACK;19 MM W,66 M LG,76 MM ID CORE;TENSILISED POLYPROPYLENE;CARTON OF 36,PACK WEIGHT 9.6 KG;FOR WRAPPING ITEMS MFR BY BANYO WORKSHOPS & STORES; | Hardware & Tools
14738 | TAPE,PRESSURE SENSITIVE ADHESIVE | DOUBLE COATED ACRYLIC FOAM;WHITE;12 MM W ,50 M LG,1.2 MM NOM THK;CARTON OF10; | PPE, Hardware & Tools
20178 | TAPE,PRESSURE SENSITIVE ADHESIVE | RETRORFLECTIVE SAFETY MARKING TAPE; DIAGONAL BLACK/YELLOW STRIPES APPROX 73 MM W,4.5 M LG;FOR USE ON SUBSTN BUNDING;PACK OF 1; | Signs
2482586 | TAPE,PRESSURE SENSITIVE ADHESIVE | 3M VHB Double Sided, 18mm W x 33m Lg, 1.1mm Thk, Acrylic Adhesive, Grey, for attaching meter backing boards to asbestos meter panels | Hardware & Tools
2461127 | TAPE,PRESSURE SENSITIVE ADHESIVE | 3M VHB Double Sided, 12mm W x 32.9m Lg, 1.1mm Thk, Acrylic Adhesive, Grey, for attaching meter backing boards to asbestos meter panels only | PPE, Hardware & Tools
2472926 | TAPE,PRESSURE SENSITIVE ADHESIVE | Self Adhering tape to attach tools and accessories to lanyards, used with Web Tool Tails, 25mm W, 3700mm L, 6.8kg WLL | PPE, Hardware & Tools
16442 | TAPE,PRESSURE SENSITIVE ADHESIVE | SAFETY MARKING TAPE 36 MM W;DIAGONAL BLACK/YELLOW STRIPES APPROX 70 MM W; CARTON OF 3;FOR USE WITH SPRAY ADHESIVE FOR MARKING OF CONCRETE POLES,REFER | General
14027 | TAPE,PRESSURE SENSITIVE ADHESIVE | DOUBLE SIDED;WHITE;18 MM W,33 M LG;PVC; CARTON OF 64 ROLLS,PACK WEIGHT 15 KG; | PPE, Hardware & Tools
12463 | TAPE,PRESSURE SENSITIVE ADHESIVE | DOUBLE SIDED;BLACK;24 MM W,61 M LG, 0.8 MM THK;CARTON OF 12,PACK WEIGHT 9.0 KG; | PPE, Hardware & Tools
2940 | TAPE,PRESSURE SENSITIVE ADHESIVE | GLASS FILAMENT;CLEAR;12 MM W,45 M LG, 75 MM ID CORE;72 PER CARTON,PACK WEIGHT 7.7 KG; | Hardware & Tools
2936 | TAPE,PRESSURE SENSITIVE ADHESIVE | PACKAGING;BROWN;38 MM W,75 M LG,76 MM ID CORE;POLYPROPYLENE;CARTON OF 48, PACK WEIGHT 6 KG;REFER STOCK CODE 02938; | General
2934 | TAPE,PRESSURE SENSITIVE ADHESIVE | MASKING;CREAM;48 MM W,50 M LG,75 MM ID CORE;CARTON OF 24,PACK WEIGHT 6 .72 KG; | Hardware & Tools
3051 | TAPE,TEXTILE | COTTON;EGYPTIAN SUPERFINE;WHITE;25 MM W, 66 M LG;PACK OF 1; | Hardware & Tools
2451029 | TARPAULIN | Lifting, Soil, HD Vinyl, 2.44 x 2.44m, c/w Webbing Reinforcing, Rated 2.2T WLL, for Soil Containment & Backfill during Pole Installation & Minor Excavations | Electrical Test & Accsry Equip
2499333 | TARPAULIN | LL Canvas Ground Tarp 3.94m x 3.94m 250gm c/w SS Eyelets, hook and loop velcro seam as per dwg 22490-A3 c/w carry bag | Electrical Test & Accsry Equip
20813 | TEE,CABLE RACK | Nema 1, 450mm W, 300mm Inner Radius, Hot Dip Galv, suit NEMA 12B Class | Line Support Equip
22412 | TEE,PIPE TO HOSE | LPG GAS;BRASS;3/8 IN LH FEMALE TEE PIECE ;SUITED FOR 2 X GAS HAND PIECES/BURNERS; TO SOURCE FROM ONE LPG BOTTLE;PACK OF 1; | General Hardware
2491587 | TELEMETRY SYSTEM | Eclipse INUe, Intelligent Node Unit, 2RU Chassis c/w IDCE, Fan, NCCV3, High Output, DC Cables & SD Card | Communications
2491702 | TELEMETRY SYSTEM | Eclipse, Intelligent Node Unit, Super Licence Plus c/w EZF-08012, EZF-01, EZF-02, EZF-03, EZF-04, EZF-05, EZF-06, EZF-09, EZF-10, EZF-14, EZG-42, EZF-56 | Communications
2497725 | TELEMETRY SYSTEM | Eclipse, Intelligent Node Unit, 1RU Chassis, Air Filter Assy | Communications
2497709 | TELEMETRY SYSTEM | Eclipse INU, Intelligent Node Unit, 1RU Chassis, c/w IDCV2, Fan, NCCV3, High Output, DC Cables & SD Card | Communications
2491595 | TELEMETRY SYSTEM | RAC 70v2, QPSK-4096QAM, NO XPIC, ACM | Communications
24739 | TELEPHONE | 4 LINE PROFESSIONAL IP PHONE 10/100 TX PORT; POE;VOIP PHONE | Communications
2492387 | TELEPHONE | CISCO OTN Phone, 78xx Series | Communications
21362 | TENSIONER,POLY STRAP | ROUND TENSIONER FOR 19 MM STRAPPING; UP TO 19 MM TST 30 ER ROUND PACK; USED FOR TIEDOWN OF 110 KV CONDUITS; REFER SC21361 FOR STRAPPING; | Misc Non-Contract Items
2483535 | TENT | Ensuite Tent, Pop Up Privacy Shelter, 120 x 120 x 210mm, Instant Pop-up c/w Pegs & Guy Ropes, No Base, Packs into a Compact Circular Bag | PPE, Hardware & Tools
11515 | TERMINAL ASSEMBLY. | YELLOW,PANEL MTG TYPE;4 MM TOP SOCKET & TRANSVERSE HOLE FOR WIRES UP TO 2 MM DIA ;PACK OF 100,PACK WEIGHT 1.2 KG; | Hardware & Tools
19886 | TERMINAL ASSEMBLY. | BLANKING PANEL;FOR VERTICAL SEL 351 RELAY;C/W TERMINAL ASSEMBLY; | Misc Non-Contract Items
4625 | TERMINAL BLOCK | Thermoplastic, Test Type, 440VAC, 10A, TS 32 Mtg, 0.5-4mm2 Conductor Size, 6.5mm Thk ,40mm H, 42mm W, Brown, Pack of 100 | Hardware & Tools
4629 | TERMINAL BLOCK | FUSE;250 V;10 AMP;RAIL MTG;U/W 4 AMP FUSE LINK SC 04411;PACK OF 20; | Hardware & Tools
4733 | TERMINAL BLOCK | MELAMINE;2 TERMINAL FEED THROUGH TYPE; 600 V;115 AMP;RAIL MTG (G32 RAIL SECT); 16-35 SQ MM CONDUCTOR SIZE;18 MM THK, 59 MM H,55 MM W;FOR END PLATE SC 04901; | Hardware & Tools
12015 | TERMINAL BLOCK | POLYAMIDE 6.6;4 TERMINAL DOUBLE DECK TYPE;440 V;27 AMP;RAIL MTG (G32 RAIL) ;0.5-4 SQ MM CONDUCTOR SIZE;6 MM THK,5 56.5 MM H,50 MM W;W/CROSS CONNECTION | Hardware & Tools
13027 | TERMINAL BLOCK | MELAMINE;2 TERMINAL FEED THROUGH TYPE; HVY DUTY;1500 V;65 AMP;RAIL MTG (G32 RAIL SECT);2.5-10 SQ MM CONDUCTOR SIZE;14 MM THK,76.5 MM H,58 MM W;BROWN; | Hardware & Tools
13923 | TERMINAL BLOCK | MELAMINE;2 TERMINAL FEED THROUGH,LUG/LUG CONNECTION TYPE;1000 V;170 AMP;RAIL MTG G32 RAIL SECT);32 MM THK,81.5 MM H,87.3 MM W;BROWN;PACK OF 10;FOR U/W END PLATE | Hardware & Tools
21441 | TERMINAL BLOCK | 50 AMP;500 V;6 MM CONDUCTOR;UNIVERSAL MTG;PHOENIX TYPE URTK/SP;PACK OF 50; | Hardware & Tools
21435 | TERMINAL BLOCK | Type UDK 4, Feed-through, 32A, 630V, 4mm2 Cross Section, 4 Connections, Gray, Universal Mtg, Pack of 50 | Hardware & Tools
21434 | TERMINAL BLOCK | ISOLATING CONNECTOR;16 AMP; PHOENIX TYPE ST-K4;SUIT PHOENIX TERMINAL TYPE UK4-TG;PACK OF 50; | Hardware & Tools
21433 | TERMINAL BLOCK | INSURTION BRIDGE;16 AMP;10 POSN;PHOENIX TYPE EB 10-6;SUIT PHOENIX TERMINAL TYPE UK4-TG;PACK OF 10; | Hardware & Tools
21432 | TERMINAL BLOCK | ISOLATION;16 AMP;500 V;4 MM CONDUCTOR; UNIVERSAL MTG;PHOENIX TYPE UK4-TG; PACK OF 50; | Hardware & Tools
21184 | TERMINAL BLOCK | POLYAMIDE;2 TERMINAL FEED THROUGH TYPE; 600 V;50 AMP;RAIL MTG (TH35);1.5-6 SQ MM CONDUCTOR SIZE;8 MM THK,47 MM H,43 MM W ; | Hardware & Tools
19461 | TERMINAL BLOCK | DISCONNECT TERMINAL SAKA10;12 MM W, 82 MM D,55.5 MM H;C/W SLIDE CONNECTION SC19460;PACK OF 25; | Hardware & Tools
17021 | TERMINAL BLOCK | 4 Terminal Tunnel Type, 500V, 140A, Red, suit up to 25mm2 Cable, Pack of 10 | Hardware & Tools
2495182 | TERMINAL BLOCK | URTK/S Test Disconnect Terminal Block, with 2 Test Sockets for 4mm Test Plugs, or for Receiving Bridge Bars or Screw Bridges, Nom Voltage: 400V, Nom Current: | Substation Accessories
2494508 | TERMINAL BLOCK | UT4, Feed-through, 32A Nom, 1000V, Rated 4mm2 Cross Section, 0.14mm2-6mm2 Cross Section, 2 Connections, Screw Connection, Grey, Pack of 50 | Substation Batteries
2493344 | TERMINAL BLOCK | Type PTV 6, Feed-through, 41A Nom, 1000V Nom, 6mm2 Cross-Section, 2 Connections, Gray | Substation Accessories
2489763 | TERMINAL BLOCK | Type PTME 4, Test Disconnect Terminal, 500V, 24A, Gray, 70.5 x 6.2 x 48.8mm, 35mm DIN Rail Mtg, Clip-on, 0.2-6mm2 Cond Size c/w Switch Lever Disconnect | Substation Accessories
2480895 | TERMINAL BLOCK | PT 2.5-MT-Quattro, Knife Disconnect Test Terminal, Grey, 400V, 20A, 84 x 5mm, 35mm DIN Rail Mtg, Clip-on, 0.5-4mm Cond Size | Substation Accessories
2480820 | TERMINAL BLOCK | PT6-T, Disconnect DC Terminal, 1000V, 32A, Grey, 91 x 10 x 63mm, 35mm DIN Rail Mtg, Clip-on, 0.5-10mm Cond Size | Substation Accessories
2480812 | TERMINAL BLOCK | PT6-T, Disconnect VT Terminal, Brown, 1000V, 32A, 91 x 10 x 63mm, 35mm DIN Rail Mtg, Clip-on, 0.5-10mm Cond Size | Substation Accessories
2480804 | TERMINAL BLOCK | PT6-T, Disconnect Trip Link, Red, 1000V, 32A, 91 x 10 x 63mm, 35mm DIN Rail Mtg, Clip-on, 0.5-10mm Cond Size | Substation Accessories
2480796 | TERMINAL BLOCK | PT6-T, Disconnect CT Terminal, Orange, 1000V, 32A, 91 x 10 x 63mm, 35mm DIN Rail Mtg, Clip-on, 0.5-10mm Cond Size | Substation Accessories
23311 | TERMINAL BLOCK | BLOCK,TERMINAL;SAK6N; DIN RAIL;COMPATIBLE WITH DIN RAIL COMPONENTS ONLY; | Hardware & Tools
22723 | TERMINAL BLOCK | QTC2,5-MT BU;INSULATION DISPLACEMENT FOR UP TO 2.5 SQ MM CABLE;BLUE;DIN RAIL MTD;BOX OF 50; | Hardware & Tools
22722 | TERMINAL BLOCK | QTC2,5-MT;INSULATION DISPLACEMENT FOR UP TO 2.5 SQ MM CABLE;GREY;DIN RAIL MTD; PACK OF 50; | Hardware & Tools
22721 | TERMINAL BLOCK | QTC1,5;INSULATION DISPLACEMENT FOR UP TO 1.5 SQ MM CABLE;GREY;DIN RAIL MTD; PACK OF 50; | Hardware & Tools
22720 | TERMINAL BLOCK | QTC1,5BU;INSULATION DISPLACEMENT FOR UP TO 1.5 SQ MM CABLE;BLUE;DIN RAIL MTD; BOX OF 50; | Hardware & Tools
22475 | TERMINAL BLOCK | FEMALE TEST CONNECTOR;INSULATED PHOENIX TYPE PSB 4/15/6;SUIT PHOENIX TERMINAL TYPE UK 6 N & UK10 N; PACK OF 100; | Hardware & Tools
21934 | TERMINAL BLOCK | 16 AMP;400 V;2.5 MM CONDUCTOR UNIVERSAL MTG;PHOENIX TYPE MTK-P/P;PACK OF 50; | Hardware & Tools
21888 | TERMINAL BLOCK | MELAMINE;2 TERMINAL FEED THROUGH;600 V; 27 AMP;35 MM DIN RAIL MTG;(SAKC10/35) CLIP-ON;0.5-10 MM COND SIZE;12 MM W, 65 MM L,48.5 MM H;BEIGE;C/W DISCONNECT | Hardware & Tools
21411 | TERMINAL BLOCK | Type UK 6N, Feed-through, 57A, 800V, 6mm2 Cross Section, 2 Connections, Gray, Universal Mtg, Pack of 50 | Hardware & Tools
21423 | TERMINAL BLOCK | Type USLKG 10N, Ground Modular, 10mm2 Cross Section, 2 Connections, Green-Yellow, Universal Mtg, Pack of 50 | Hardware & Tools
21420 | TERMINAL BLOCK | Type UK 10N, Feed-through, 76A, 800V, 10mm2 Cross Section, 2 Connections, Gray, Universal Mtg, Pack of 50 | Hardware & Tools
24868 | TERMINAL BLOCK | 57 AMP;BRIDGE 4 POLE; SUIT WEIDMULLER TYPE WDK 10V; | Hardware & Tools
24866 | TERMINAL BLOCK | 57 AMP;800 V; 1.5 TO 16 MM CONDUCTOR; UNIVERSALMTG;4 CONNECTIONS; WEIDMULLER TYPE WDK 10V | Hardware & Tools
21419 | TERMINAL BLOCK | Type USLKG 6N, Ground Modular, 6mm2 Cross Section, 2 Connections, Green-Yellow, Universal Mtg, Pack of 50 | Hardware & Tools
21431 | TERMINAL BLOCK | INSURTION BRIDGE;63 AMP;PHOENIX TYPE EB 10-12;SUIT PHOENIX TERMINAL TYPE UK 10;PACK OF 10; | Hardware & Tools
21430 | TERMINAL BLOCK | BRIDGE;63 AMP;10 POSN;PHOENIX TYPE FBI 10-12;SUIT PHOENIX TERMINAL TYPE UK 10- DREHSI;PACK OF 10; | Hardware & Tools
21429 | TERMINAL BLOCK | FUSE;10 AMP;800 V;16 MM CONDUCTOR; UNIVERSAL MTG;FUSE SIZE 5 X 20 MM; PHOENIX TYPE UK10-DREHSI;PACK OF 50; | Hardware & Tools
21424 | TERMINAL BLOCK | Type UK 35, Feed-through, 150A, 1000V, 35mm2 Cross Section, 2 Connections, Gray, Universal Mtg, Pack of 50 | Hardware & Tools
21447 | TERMINAL BLOCK | PARTITION PLATE;PHOENIX TYPE D/TP-VBS; SUIT PHOENIX TERMINAL TYPE VBST 4-FS (6-2,8-0,8);PACK OF 50; | Hardware & Tools
21443 | TERMINAL BLOCK | PARTITION PLATE;PHOENIX TYPE APT-URTK/SP ;SUIT PHOENIX TYPE URTKD/SP;PACK OF 10; | Hardware & Tools
21442 | TERMINAL BLOCK | BRIDGE;50 AMP;PHOENIX TYPE FB10-URTK/SP; SUIT PHOENIX TERMINAL TYPE URTKD/SP; PACK OF 10; | Hardware & Tools
15539 | TERMINAL BLOCK | 4 TERMINAL,TUNNEL TYPE;500 V;80 AMP;UP TO 25 SQ MM CABLE;BLACK;PACK OF 10; | Hardware & Tools
15261 | TERMINAL BLOCK | MELAMINE;2 TERMINAL LINK TYPE;440 V 25 AMP;RAIL MTG (G32 SECT);4 SQ MM MAX CONDUCTOR SIZE;6 MM THK,67 MM H, 40 MM W;PACK OF 100; | Hardware & Tools
13961 | TERMINAL BLOCK | MELAMINE;2 TERMINAL FEED THROUGH TYPE; 750 V;47 AMP;RAIL MTG(G32 RAIL SECT); 0.5-6 SQ MM CONDUCTOR SIZE;8 MM THK,51.5 MM H,40 MM W;BROWN;PACK OF 100;FOR TEST | Hardware & Tools
13925 | TERMINAL BLOCK | POLYAMIDE;2 TERMINAL FEED THROUGH,EARTH TYPE;65 AMP;RAIL MTG (G32 RAIL SECT);1- 10 SQ MM CONDUCTOR SIZE;10 MM THK,51.5 MM H,40 MM W;YELLOW/GREEN;PACK OF 1; | Hardware & Tools
4631 | TERMINAL BLOCK | MELAMINE;2 TERMINAL FEED THROUGH TYPE; 600 V AC;20 A;RAIL MTG,CLIP-ON;0.75-10 SQ MM CONDUCTOR SIZE;12 MM THK,52.5 MM H,65 MM W;BEIGE;W/DISCONNECT PLUG; | Hardware & Tools
4779 | TERMINAL BOX. | JUNCTION TYPE;415 V;40 AMP;PVC;RECT, 96 MM LG,68 MM W,48 MM H;5 WAY, (FIVE FIXED 2-SCREW TERMINALS);IMPACT RESISTANT;2 SCREW COVER;PACK OF 10; | Hardware & Tools
20149 | TERMINAL BOX. | 3 PHASE MAINS CONNECTION BOX;200 AMP; WITH 4 BI-METAL CONNECTORS;IPC 35-95 SQ MM SERVICE SIDE;IPC 35-95 SQ MM HOUSE SIDE;PACK OF 1,PACK WEIGHT 1.5 KG; | Line Hardware
4782 | TERMINAL BOX. | JUNCTION TYPE;415 V;40 AMP;PVC;SQ, ,68 MM X 68 MM,38 MM H;4 WAY, (4 CONNECTORS INCL EARTH);IMPACT RESISTANT;PACK OF 10; | Hardware & Tools
16572 | TERMINAL BOX. | 3 PHASE MAINS CONNECTION BOX; 100 AMP;WITH 4 BI-METAL CONNECTORS; IPC 6-35 SQ MM SERVICE SIDE;NON IPC 4-35 SQ MM CU HOUSE SIDE;PACK OF 1,PACK | Line Hardware
16571 | TERMINAL BOX. | SINGLE PHASE MAINS CONNECTION BOX; WITH 2 BI-METAL CONNECTORS;IPC 6-35 SQ MM SERVICE SIDE;NON IPC 4-35 SQ MM CU HOUSE SIDE;PACK OF 1,PACK WEIGHT 6.0 KG; | Line Hardware
23898 | TERMINAL COVER SCREW | TERMINAL COVER SCREW FOR MK10A; FOR ATLAS SERIES OF METERS; PACK OF 100; | Metering Delivery
15787 | TERMINAL GUARD,GROUND TRANSFORMER,LV | LOW VOLTAGE TERMINAL GUARD;FOR USE ON GROUND TRANSFORMERS;TO BE PACKED INTO INDIVIDUAL KIT FORM;USED IN C & I SUBSTATIONS OR GT STATIONS; | Line Support Equip
23905 | TERMINAL SCREW | TERMINAL SCREWS BEVEL BOTTOM (FLAT BLADE | Metering Delivery
25003 | TERMINAL SCREW | TERMINAL SCREWS VT (FLAT BLADE) PACK OF 100 | Metering Delivery
23915 | TERMINAL SCREW | TERMINAL SCREWS FLAT BOTTOM (FLAT BLADE) | Metering Delivery
13151 | TERMINAL SET,DISCONNECTION MODULE. | FOR KRONE LSA-PLUS MODULAR SYSTEM;GREY PLASTICS;FOR TERMINATING 10 PR;W/PR NUMBERING 1-0;PACK OF 10; | Hardware & Tools
20893 | TERMINAL SET,DISCONNECTION MODULE. | FOR KRONE DISCONNECTION MODULE DC; 3 POSN;22-16AWG; | Hardware & Tools
22729 | TERMINAL SET,DISCONNECTION MODULE. | REICLE BLOCKS;FOR NOKIA TMS;FOR TERMINATING 10 PAIR CABLE ALLOWING FOR DOUBLE JUMPERING OF EACH PAIR; | Hardware & Tools
4877 | TERMINAL STRIP | Mini Neutral Link, 100A, 500V, 8 Hole c/w Cover, Front Wiring | Hardware & Tools
16474 | TERMINAL STRIP | Brass, 6 Way Neutral, Front Wiring c/w Cable Lug Set Screw & Washers, for use on Fuse Panels (replacements only) | Misc Non-Contract Items
2475531 | TERMINAL STRIP | Link Bar, Brass, 24 Way, 165A, Front Wiring | Misc Non-Contract Items
2492676 | TERMINAL STRIP | Mini Neutral Link, 100A, 500V, 5 Hole c/w Cover, Front Wiring, Black | Hardware & Tools
17740 | TERMINAL STRIP,INSULATED | 5 HOLE METER LINK;NEUTRAL;REAR WIRING; 500 V,110 AMP; | Misc Non-Contract Items
5926 | TERMINAL,LUG | DRILLED PALM,ALUMINIUM,COMPRESSION TYPE; FOR 10-12 MM OD CONDUCTOR (MARS & BANANA );12.70 MM BOLT SIZE;PRE-FILLED;C/W JOINTING COMPOUND;FOR U/W HT-50/70AL | Line Hardware
6257 | TERMINAL,LUG | DRILLED PALM,TINNED COPPER,CRIMP TYPE; FOR 35 SQ MM,19/1.53 MM COPPER CONDUCTOR;FOR M12 BOLT SIZE;BOX OF 50, PACK WEIGHT 0.85 KG;REFER SC14877 FOR | Line Hardware
6256 | TERMINAL,LUG | DRILLED PALM,TINNED COPPER,CRIMP TYPE; FOR 35 SQ MM,19/1.53 MM COPPER CONDUCTOR;M10 PALM HOLE;PACK OF 100, PACK WEIGHT0.8 KG; | Line Hardware
6252 | TERMINAL,LUG | DRILLED PALM,TINNED COPPER,CRIMP TYPE; FOR 16 SQ MM,7/1.70 MM COPPER CONDUCTOR M8 PALM HOLE;BOX OF 50,PACK WEIGHT 0.37 KG; | Line Hardware
6251 | TERMINAL,LUG | DRILLED PALM,TINNED COPPER,CRIMP TYPE; FOR 16 SQ MM,7/1.70 MM COPPER CONDUCTOR; M6 PALM HOLE;PACK OF 50,PACK WEIGHT 0.38 KG;REFER SC17499 FOR DIE; | Line Hardware
6249 | TERMINAL,LUG | DRILLED PALM,TINNED COPPER,CRIMP TYPE; FOR 6 SQ MM,7/1.04 MM COPPER CONDUCTOR; M8 PALM HOLE;BOX OF 100, PACK WEIGHT 0.263 KG; | Line Hardware
6248 | TERMINAL,LUG | DRILLED PALM,TINNED COPPER,CRIMP TYPE; FOR 6 SQ MM,7/1.04 MM COPPER CONDUCTOR; M6 PALM HOLE;PACK OF 100,PACK WEIGHT 0.35 KG; | Line Hardware
6247 | TERMINAL,LUG | DRILLED PALM,TINNED COPPER,CRIMP TYPE; FOR 4 SQ MM,7/0.85 MM COPPER CONDUCTOR; M10 PALM HOLE;BOX OF 100,PACK WEIGHT 0.28 KG; | Line Hardware
6246 | TERMINAL,LUG | DRILLED PALM,TINNED COPPER,CRIMP TYPE; FOR 4 SQ MM,7/0.85 MM COPPER CONDUCTOR; M6 PALM HOLE;PACK OF 100,PACK WEIGHT 0.17 KG; | Line Hardware
13971 | TERMINAL,LUG | STALK,COPPER CRIMP TYPE;FOR 300 SQ MM COPPER CONDUCTOR;15 MM DIA STALK; U/W 11 KV HEAT SHRINK POLE TERMINATION; PACK OF 1,PACK WEIGHT 0.5 KG; | Line Hardware
13970 | TERMINAL,LUG | STALK,COPPER CRIMP TYPE;FOR 240 SQ MM COPPER CONDUCTOR;15 MM DIA STALK; U/W 11 KV HEAT SHRINK POLE TERMINATION; PACK OF 1,PACK WEIGHT 0.4 KG; | Line Hardware
13969 | TERMINAL,LUG | STALK,COPPER CRIMP TYPE;FOR 185 SQ MM COPPER CONDUCTOR;15 MM DIA STALK;CARTON OF 25;U/W 11KV HEAT SHRINK POLE TERMINATION;PACK OF 1,PACK WEIGHT .3 KG; | Line Hardware
12788 | TERMINAL,LUG | DRILLED PALM,CAST OR FORGED CIRCULAR ALUMINIUM CRIMP TYPE;FOR ANY 120 SQ MM STRANDED CONDUCTOR;FOR M12 BOLT SIZE; PRE-FILLED W/JOINTING COMPOUND;PACK OF | Line Hardware
12124 | TERMINAL,LUG | DRILLED PALM,TINNED COPPER,CRIMP TYPE;FOR 50 SQ MM,19/1.78 MM COPPER CONDUCTOR;M8 PALM HOLE;BOX OF 25, PACK WEIGHT 0.56 KG; | Line Hardware
11975 | TERMINAL,LUG | TUBULAR ALUMINIUM,SECTOR SHAPED,CRIMP TYPE;FOR 240 SQ MM SOLID SECTOR 3 CORE ALUMINIUM CONDUCTOR;M12 PALM HOLE SIZE; PRE-FILLED W/JOINTING COMPOUND; | Line Hardware
6270 | TERMINAL,LUG | PRE-INSULATED,DRILLED PALM,TINNED COPPER ,CRIMP TYPE;FOR 4 SQ MM,7/0.85 MM WIRE SIZE;6.7 MM PALM HOLE;BLACK NYLON INSULATOR SLEEVE;SERRATED,INSIDE BARREL; | Line Hardware
6267 | TERMINAL,LUG | DRILLED PALM,TINNED COPPER,CRIMP TYPE; FOR 185 SQ MM,37/2.52 MM COPPER CONDUCTOR;M16 PALM HOLE;BOX OF 20, PACK WEIGHT3.0 KG; | Line Hardware
6266 | TERMINAL,LUG | DRILLED PALM,TINNED COPPER,CRIMP TYPE; FOR 185 SQ MM,37/2.52 MM COPPER COND; FOR M12 BOLT SIZE;BOX OF 20,PACK WEIGHT 3.1 KG; | Line Hardware
6265 | TERMINAL,LUG | DRILLED PALM,TINNED COPPER,CRIMP TYPE; FOR 120 SQ MM,37/2.03 MM COPPER COND; FOR M12 BOLT SIZE;BOX OF 25 PACK WEIGHT 1.45 KG;REFER SC02146 FOR DIE; | Line Hardware
6263 | TERMINAL,LUG | Crimp Type, Drilled Palm, Tinned Cu, 95mm2, 37/1.78mm Cu Cond, M12 Bolt Size, Hex Die A/F 14.2mm, Box of 25 | Line Hardware
6262 | TERMINAL,LUG | DRILLED PALM,TINNED COPPER,CRIMP TYPE; FOR 70 SQ MM,19/2.14 MM COPPER CONDUCTOR;M20 PALM HOLE;PACK OF 25,PACK WEIGHT 1.3 KG; | Line Hardware
6260 | TERMINAL,LUG | DRILLED PALM,TINNED COPPER,CRIMP TYPE; FOR 70 SQ MM,19/2.14 MM COPPER CONDUCTOR;FOR M12 BOLT SIZE;BOX OF 25; BOX WEIGHT 0.65 KG; | Line Hardware
6259 | TERMINAL,LUG | DRILLED PALM,TINNED COPPER,CRIMP TYPE; FOR 50 SQ MM,19/1.78 MM COPPER CONDUCTOR;FOR M12 BOLT SIZE;BOX OF 25. PACK WEIGHT 0.53 KG; | Line Hardware
6258 | TERMINAL,LUG | DRILLED PALM,TINNED COPPER,CRIMP TYPE; FOR 50 SQ MM,19/1.78 MM COPPER CONDUCTOR;M10 PALM HOLE;BOX OF 100, PACK WEIGHT 0.55 KG; | Line Hardware
9946 | TERMINAL,LUG | EYE TYPE,BI-METAL,CRIMP CONNECTION;FOR 240 SQ MM AL U/G CABLE & 240 SQ MM COMPACTED AL U/G CABLE;M12 STUD SIZE PACK OF 25;U/W DIE STOCK CODE 02143; | Line Hardware
9945 | TERMINAL,LUG | EYE TYPE,BI-METAL,CRIMP CONNECTION;FOR 120 SQ MM,7/4.75 MM AAC (MOON);M12 STUD SIZE;USE DIE STOCK CODE 17197;PACK OF 25 PACK WEIGHT 2.5 KG; | Line Hardware
9944 | TERMINAL,LUG | EYE TYPE,BI-METAL,CRIMP CONNECTION; FOR 95 SQ MM,7/3.75 MM AAC (MARS);M12 STUD SIZE;PACK OF 30,PACK WEIGHT 3 KG; USE DIE STOCK CODE 11084; | Line Hardware
9943 | TERMINAL,LUG | EYE TYPE,BI-METAL,CRIMP CONNECTION;FOR 50 SQ MM,7/3.00 MM AAC (LIBRA);M12 STUD SIZE;PACK OF 100,PACK WEIGHT 5 KG; | Line Hardware
9869 | TERMINAL,LUG | PRE-INSULATED,DRILLED PALM,TINNED COPPER ,CRIMP TYPE;FOR 6 SQ MM,7/1.04 MM WIRE SIZE;6.7 MM PALM HOLE;BLACK NYLON INSULATED SLEEVE;SERRATED,INSIDE | Line Hardware
9868 | TERMINAL,LUG | PRE-INSULATED,DRILLED PALM,TINNED COPPER ,CRIMP TYPE;FOR 4 SQ MM,7/0.85 MM WIRE SIZE;5.0 MM PALM HOLE;BLACK NYLON NSULATOR SLEEVE;SERRATED,INSIDE | Line Hardware
9867 | TERMINAL,LUG | PRE-INSULATED,DRILLED PALM,TINNED COPPER ,CRIMP TYPE;FOR 2.5 SQ MM,7/0.67 MM WIRE SIZE;6.4 MM PALM HOLE;BLACK NYLON INSULATOR SLEEVE;SERRATED,INSIDE | Line Hardware
6271 | TERMINAL,LUG | PRE-INSULATED,DRILLED PALM,TINNED COPPER ,CRIMP TYPE;FOR 2.5 SQ MM,7/0.67 MM WIRE SIZE;5.0 MM PALM HOLE;BLACK NYLON INSULATOR SLEEVE;SERRATED INSIDE BARREL; | Line Hardware
6232 | TERMINAL,LUG | EYE TYPE,CAST COPPER ALLOY, ,BOLTED CONNECTION;FOR 25-35 SQ MM, 7/2.14-19/1.53 MM CABLE;M10 BOLT SIZE; ;PACK OF 10; | Lugs
6233 | TERMINAL,LUG | EYE TYPE,CAST COPPER ALLOY, BOLTED CONNECTION;FOR 50-70 SQ MM, 19/1.78-19/2.14 MM CABLE;M12 BOLT SIZE; PACK OF 1,PACK WEIGHT0.88 KG; | Line Hardware
6236 | TERMINAL,LUG | EYE TYPE,CAST COPPER ALLOY, BOLTED CONNECTION;FOR 185-240 SQ MM, 37/2.52-61/2.25 MM CABLE;M20 BOLT SIZE; PACK OF 10; | Lugs
6242 | TERMINAL,LUG | DRILLED PALM,TINNED COPPER,CRIMP TYPE; FOR 2.5 SQ MM COPPER CONDUCTOR; M5 PALM HOLE;26.6 MM LG;PACK OF 100; PACK WEIGHT 0.13 KG; | Line Hardware
6227 | TERMINAL,LUG | EYE TYPE,CAST BRASS,BOLTED CONNECTION; FOR 25-35 SQ MM,19/1.53 MM CABLE; 12 MM HOLE SIZE;PACK OF 1,PACK WEIGHT 0.033 KG; | Line Hardware
5931 | TERMINAL,LUG | TUBULAR ALUMINIUM,SECTOR SHAPED,CRIMPED TYPE;FOR 120 SQ MM SOLID SECTOR 3 CORE ALUMINIUM CONDUCTOR;M12 PALM HOLE SIZE; PACK OF 1,PACK WEIGHT 0.3 KG; | Line Hardware
15507 | TERMINAL,LUG | DRILLED PALM,CAST,ALUMINIUM CRIMP TYPE, SECTOR SHAPED INTERNAL BARREL; ROTATING BARREL;FOR 240 SQ MM SOLID OR STRANDED SECTOR,4 CORE ALUMINIUM CONDUCTOR;M12 | Line Hardware
15125 | TERMINAL,LUG | DRILLED PALM,TINNED COPPER;FOR 16 SQ MM COPPER CONDUCTOR;M12 HOLE SIZE;18 MM LG BARREL;PACK OF 50,PACK WEIGHT 435 G; REFER SC17499 FOR DIE; | Line Hardware
14677 | TERMINAL,LUG | DRILLED PALM,ALUMINIUM,CRIMP TYPE;FOR 95 SQ MM ALUMINIUM CONDUCTOR,CIRCULAR/ STRANDED;M12 STUD SIZE;13.0 MM ID BARREL ;FOR U/W 38-173 AL COMPRESSION DIE;REFER | Line Hardware
14463 | TERMINAL,LUG | EYE TYPE,BI-METAL;FOR 35 SQ MM,3/4/2.50 ACSR;M12 STUD SIZE;10.4 MM OD BARREL; FOR U/W 38-90 AL UTILUX COMPRESSION DIE; SC13936;PACK OF 50,PACK WEIGHT 2.5 KG; | Line Hardware
14274 | TERMINAL,LUG | DRILLED PALM,TINNED COPPER,CRIMP TYPE; FOR 95 SQ MM,37/1.78 MM COPPER CONDUCTOR ;FOR M16 BOLTSIZE;BOX OF 25,PACK WEIGHT 1.14 KG; | Line Hardware
14273 | TERMINAL,LUG | DRILLED PALM,TINNED COPPER,CRIMP TYPE; FOR 50 SQ MM,19/1.78 MM COPPER CONDUCTOR ;FOR M16 BOLT SIZE;PACK OF 1,PACK WEIGHT 0.07 KG; | Line Hardware
14258 | TERMINAL,LUG | DRILLED PALM,TINNED COPPER,CRIMP TYPE; FOR 300 SQ MM,61/2.52 MM COPPER COND; 9/16 IN PALM HOLE; PACK OF 5,PACK WEIGHT 1.25 KG; | Line Hardware
14023 | TERMINAL,LUG | DRILLED PALM,CRIMP TYPE;FOR 25 SQ MM,19/ 1.35 MM COPPER CONDUCTOR;FOR M10 BOLT SIZE;TINNED COPPER SLEEVE;PACK OF 50, PACK WEIGHT 0.5 KG;REFER SC14022 FOR DIE | Line Hardware
11239 | TERMINAL,LUG | LONG BARREL,DRILLED SEALED PALM,TINNED COPPER,CRIMP TYPE;FOR 95 SQ MM COPPER CONDUCTOR;65 MM LG BARREL; PALM HOLE FOR M12;FOR U/W 11 KV HEAT | Line Hardware
447023 | TERMINAL,LUG | Compression, Bi-Metal, Cu Palm, 25mm2, M12 Bolt Hole, Hex Die A/F 14.0mm, ABC (P10) | Line Hardware
2453470 | TERMINAL,LUG | Stalk Compression, Bi-Metal, 185mm2, Stalk 115mm Lg, 15.7mm Dia (scm) | Line Hardware
2474344 | TERMINAL,LUG | AS5 Busbar Lug, Short, 50mm Pin, 0 Deg | Busbar and Fittings
22876 | TERMINAL,LUG | FLAT,PALM;COPPER;BUSBAR CONNECTOR; TINNED;EGX DWG - LOSTD-EC043-03;2 HOLES 14 DIA 50 CRS - 2 HOLES 14 DIA 50 CRS; FOR USE WITH METERING UNITS PURCHASED | Lugs
22847 | TERMINAL,LUG | Mechanical Shear Bolt, Al-Cu, 25-95mm2, 1 x M12 Palm Bolt Hole, suit Al or Cu Conductor & HV ABC Projects | O/Head Line
22848 | TERMINAL,LUG | STALK,BI-METAL CRIMP TYPE;FOR 7/4.75 MOON CONDUCTOR;12 MM DIA X 50 MM LG COPPER STALK;USE WHEN CONNECTING CCT TO 11 KV REGULATORS ON VHABC PROJECTS; | Lugs
22590 | TERMINAL,LUG | DRILLED;4 HOLES M14;50 MM CENTRES;38 MM OD;TUBE TO FLAT;COPPER;TINNED;PACK OF 1; USED IN SUBSTNS; | Lugs
22582 | TERMINAL,LUG | ANGLE = 60 DEG;ALUMINIUM COMPRESSION TYPE;2000 AMP;4 HOLE,18 MM DIA PALM CENTRES;SUIT 61/3.75 AAAC CABLE;USED IN SUBSTNS; | Lugs
22580 | TERMINAL,LUG | 40 MM OD TUBE;TO FLAT 140 PALM; TINNED COPPER; DRILLED 4 HOLES M 18; 60 MM CENTRES;USED IN SUBSTNS; | Lugs
22479 | TERMINAL,LUG | BOLTED RUN PALM TAP;ALUMINIUM TYPE; 630 AMP;4 HOLE 18 MM DIA PALM;60 MM CENTRES;SUIT 37/3.75 AAAC CABLE; USED IN SUBSTNS; | Lugs
22480 | TERMINAL,LUG | BOLTED RUN PALM TAP;ALUMINIUM TYPE; 630 AMP;4 HOLE 18 MM DIA PALM;60 MM CENTRES;SUIT 61/3.75 AAAC CABLE; USED IN SUBSTNS; | Lugs
22471 | TERMINAL,LUG | FLAT PALM;COPPER;BUSBAR CONNECTOR; TINNED;EGX DWG - LOSTD-EC043-01; | Lugs
22472 | TERMINAL,LUG | FLAT PALM;COPPER;BUSBAR CONNECTOR; TINNED;EGX DWG - LOSTD-EC043-02; | Lugs
22322 | TERMINAL,LUG | DRILLED 2 HOLE PALM;44.5 MM CENTRES; TINNED COPPER,CRIMP TYPE;FOR 95 SQ MM, 37/1.78 MM COPPER COND;FOR 2 X M12 BOLTS ;FOR USE WITH INTELLIRUPER; | O/Head Line
22264 | TERMINAL,LUG | LONG BARREL;LONG PALM;SEALED PALM; DRILLED PALM;TINNED COPPER;CRIMP TYPE; FOR 800 SQ MM COPPER COND;W/2 X M12 PALM HOLES,50 MM CENTRES;U/W SC18666; | Lugs
22263 | TERMINAL,LUG | LONG BARREL;LONG PALM;SEALED PALM; DRILLED PALM;TINNED COPPER CRIMP TYPE; FOR 630 SQ MM COPPER COND;W/2 X M12 PALM HOLES,50 MM CENTRES;U/W SC18666; | Lugs
22307 | TERMINAL,LUG | BOLTED RUN PALM TAP;ALUMINIUM TYPE; 630 AMP;2 HOLE,14 MM DIA PALM;50 MM CENTRES;SUIT 61/3.75 AAAC CABLE;USED IN SUNSTNS; | Lugs
22306 | TERMINAL,LUG | ANGLE= 60 DEG;ALUMINIUM COMPRESSION TYPE;1250 AMP;4 HOLE,14 MM DIA PALM; 50 MM CENTRES;SUIT 61/3.75 AAAC CABLE; USED IN SUBSTNS; | Lugs
21946 | TERMINAL,LUG | LONG PALM UNDRILLED;TINNED COPPER; CRIMP TYPE;FOR 120 SQ MM COPPER CONDUCTOR;FOR SUBSTNS;PACK OF 1; | Line Hardware
21945 | TERMINAL,LUG | LONG PALM UNDRILLED;TINNED COPPER; CRIMP TYPE;FOR 70 SQ MM,19/2.14 MM COPPER CONDUCTOR;FOR SUBSTNS; PACK OF 1; | Line Hardware
21944 | TERMINAL,LUG | LONG PALM DRILLED;TINNED COPPER;CRIMP TYPE;WITH 2 X 12 MM HOLES AT 50 MM CENTRES;FOR 120 SQ MM COPPER CONDUCTOR;FOR SUBSTNS;PACK OF 1; | Line Hardware
21943 | TERMINAL,LUG | LONG PALM DRILLED;TINNED COPPER;CRIMP TYPE;WITH 2 X 12 MM HOLES AT 50 MM CENTRES;FOR 70 SQ MM,19/2.14 MM COPPER CONDUCTOR;FOR SUBSTNS;PACK OF 1; | Line Hardware
21942 | TERMINAL,LUG | LONG PALM DRILLED;TINNED COPPER;CRIMP TYPE;WITH 2 X 12 MM HOLES AT 40 MM CENTRES;FOR 120 SQ MM COPPER CONDUCTOR; FOR SUBSTNS;PACK OF 1; | Line Hardware
21941 | TERMINAL,LUG | LONG PALM DRILLED;TINNED COPPER;CRIMP TYPE;WITH 2 X 12 MM HOLES AT 40 MM CENTRES;FOR 70 SQ MM,19/2.14 COPPER CONDUCTOR;FOR SUBSTNS;PACK OF 1; | Line Hardware
21820 | TERMINAL,LUG | CABAC COPPER REDUCING LINK;SUIT CONDUCTORS 120 MM & 50 MM; | Lugs
21471 | TERMINAL,LUG | BELL MOUTH;TO SUIT FLEXIBLE CABLE; 7/3/50/0.25;12 MM HOLE;TO SUIT 70 SQ MM CABLE; | Lugs
21323 | TERMINAL,LUG | BELL MOUTH;TO SUIT FLEXIBLE CABLE; 7/3/50/0.25;12 MM HOLE; | Lugs
21322 | TERMINAL,LUG | BELL MOUTH;TO SUIT FLEXIBLE CABLE; 7/3/50/0.25;10 MM HOLE; | Lugs
21295 | TERMINAL,LUG | ROUND PALM;BI-METALLIC AL/CU PRE-INSULATED COMPRESSION LUG;35 SQ MM ;MIN 92 MM LG BARREL;U/W ABC CUSTOMER SERVICES FROM BUNDLE BOXES;M12 HOLE | Line Hardware
20853 | TERMINAL,LUG | DRILLED PALM;ALUMINIUM COMPRESSION LUG;ROUND BARREL;240 SQ MM;SUITABLE FOR USE ON EITHER CIRCULAR OR SECTOR SHAPED ALUMINIUM CONDUCTORS; | Lugs
20808 | TERMINAL,LUG | ANGLE = 90 DEG;PALM TYPE;UNDRILLED; ALUMINIUM COMPRESSION TYPE;1000 AMP PALM;TO SUIT 37/3.75 AAC CABLE;REFER ENERGEX DWG LOSTD-EC010-01;PACK OF 1; | Lugs
20807 | TERMINAL,LUG | ANGLE = 60 DEG;PALM TYPE;UNDRILLED; ALUMINIUM COMPRESSION TYPE;1000 AMP PALM;TO SUIT 37/3.75 AAC CABLE;REFER ENERGEX DWG LOSTD-EC010-01;PACK OF 1; | Lugs
20806 | TERMINAL,LUG | ANGLE = 45 DEG;PALM TYPE;UNDRILLED; ALUMINIUM COMPRESSION TYPE;1000 AMP PALM;TO SUIT 37/3.75 AAC CABLE;REFER DWG LOSTD-EC010-01;PACK OF 1; | Lugs
20805 | TERMINAL,LUG | ANGLE = 30 DEG;PALM TYPE;UNDRILLED; ALUMINIUM COMPRESSION TYPE;1000 AMP PALM;TO SUIT 37/3.75 AAC CABLE;REFER ENERGEX DWG LOSTD-EC010-01;PACK OF 1; | Lugs
20804 | TERMINAL,LUG | STRAIGHT PALM TYPE;UNDRILLED;ALUMINIUM COMPRESSION TYPE;1000 AMP PALM;TO SUIT 37/3.75 AAC CABLE;REFER ENERGEX DWG LOSTD-EC009-01;PACK OF 1; | Lugs
20661 | TERMINAL,LUG | LONG BARREL,DRILLED PALM;2 X 14 MM HOLES @ 50 MM CENTRES;SUITABLE FOR 2 BOLTS; TINNED COPPER;CRIMP TYPE;FOR 300 SQ MM, 61/2.52 MM COPPER COND;PACK OF 1; | Lugs
19661 | TERMINAL,LUG | COMPRESSION PALM LUG TO SUIT WOLF (30/7/.102 ACSR/GZ) 30 DEG BENT ON EDGE LUG TO SUIT INLINE/EYE TAIL; 12 MM THICK WITH 2 x 14 MM HOLES 50 MM APART; | Line Hardware
19521 | TERMINAL,LUG | COMPRESSION PALM LUG TO SUIT SATURN (37/3.00 AAC), NITROGEN (37/3.00 AAAC) & LEMON (30/7/3.00 ACSR) 30 DEG BENT ON EDGE LUG TO SUIT INLINE/EYE TAIL, | Line Hardware
19520 | TERMINAL,LUG | COMPRESSION PALM LUG TO SUIT TAURUS (19/4.75 AAC), OXYGEN (19/4.75 AAAC) & RUTILE (19/4.75 AAAC); 30 DEG BENT ON EDGE LUG TO SUIT INLINE/EYE TAIL; | Line Hardware
19519 | TERMINAL,LUG | Compression Deadend, Al, 4 x 14mm Hole, 50mm Centre, 30Deg Palm Bend on Edge, suit Venus, Sulphur 61/3.75 AAC, AAAC & Pawpaw 54/3.75+ 19/2.25 ACSR/GZ | Line Hardware
19345 | TERMINAL,LUG | DRILLED PALM,TINNED COPPER,CRIMP TYPE; BELLMOUTHED COPPER LUG;FOR 16 SQ MM COPPER CONDUCTOR;M10 BOLT SIZE; BOX OF 50; | Line Hardware
19085 | TERMINAL,LUG | FLAT BLADE TERMINAL TYPE;DOUBLE GRIP FB5.5-3 MM DG;SUIT CONDUCTOR 2.63 MM TO 6.64 MM;DIM 2.9 X 16.6 MM;PACK OF 50 ;PACK WEIGHT 0.2 KG; | Line Hardware
19084 | TERMINAL,LUG | FLAT BLADE TERMINAL TYPE; DOUBLE GRIP FB2-3.5 MM DG;SUIT CONDUCTOR 1.04 MM TO 2.63 MM;DIM 3.5 MM X 12 MM;PACK OF 100; | Line Hardware
19082 | TERMINAL,LUG | IN-LINE SPLICE TERMINAL TYPE;DOUBLE GRIP ILS2 MM DG;SUIT CONDUCTOR 1.04 MM TO TO 2.63 MM;PACK OF 50; PACK WEIGHT 0.14 KG; | Line Hardware
19081 | TERMINAL,LUG | RING TERMINAL TYPE;SUPERGRIP OR DOUBLE GRIP;SUIT CONDUCTOR 2.63 MM TO 6.64 MM;SUIT 8 MM STUD;PACK OF 50; | Line Hardware
19080 | TERMINAL,LUG | RING TERMINAL TYPE;SUPERGRIP OR DOUBLE GRIP;SUIT CONDUCTOR 2.63 MM TO 6.64 MM;SUIT 6 MM STUD;PACK OF 50; | Line Hardware
19079 | TERMINAL,LUG | RING TERMINAL TYPE;SUPERGRIP OR DOUBLE GRIP;SUIT CONDUCTOR 2.63 MM TO 6.64 MM;SUIT 5 MM STUD;PACK OF 50; | Line Hardware
19078 | TERMINAL,LUG | RING TERMINAL TYPE; SUPERGRIP OR DOUBLE GRIP;SUIT CONDUCTOR 2.50 MM TO 6.00 MM; SUIT 4 MM STUD;PACK OF 50; | Line Hardware
19077 | TERMINAL,LUG | RING TERMINAL TYPE;SUPERGRIP OR DOUBLE GRIP;SUIT CONDUCTOR 2.63 MM TO 6.64 MM;SUIT 12 MM STUD;PACK OF 50; | Line Hardware
19076 | TERMINAL,LUG | RING TERMINAL TYPE;SUPERGRIP OR DOUBLE GRIP;SUIT CONDUCTOR 2.63 MM TO 6.64 MM;SUIT 10 MM STUD;PACK OF 50; | Line Hardware
19075 | TERMINAL,LUG | IN-LINE SPLICE TERMINAL TYPE;SUPERGRIP OR DOUBLE GRIP;SUIT CONDUCTOR 2.63 MM TO 6.64 MM;PACK OF 25; | Line Hardware
19074 | TERMINAL,LUG | RING TERMINAL TYPE;SUPERGRIP OR DOUBLE GRIP;SUIT CONDUCTOR 1.04 MM TO 2.63 MM;SUIT 8 MM STUD;PACK OF 50; | Line Hardware
19073 | TERMINAL,LUG | RING TERMINAL TYPE;SUPERGRIP OR DOUBLE GRIP;SUIT CONDUCTOR 1.04 MM TO 2.63 MM;SUIT 6 MM STUD;PACK OF 100; | Line Hardware
19072 | TERMINAL,LUG | RING TERMINAL TYPE;SUPERGRIP OR DOUBLE GRIP;SUIT CONDUCTOR 1.04 MM TO 2.63 MM;SUIT 5 MM STUD;PACK OF 100; | Line Hardware
19071 | TERMINAL,LUG | RING TERMINAL TYPE;SUPERGRIP OR DOUBLE GRIP;SUIT CONDUCTOR 1.04 MM TO 2.63 MM;SUIT4 MM STUD;PACK OF 100; | Line Hardware
19070 | TERMINAL,LUG | RING TERMINAL TYPE;SUPERGRIP OR DOUBLE GRIP;SUIT CONDUCTOR 1.04 MM TO 2.63 MM;SUIT 10 MM STUD;PACK OF 100; | Line Hardware
19069 | TERMINAL,LUG | RING TERMINAL TYPE;SUPERGRIP OR DOUBLE GRIP;SUIT CONDUCTOR 0.25 MM TO 1.65 MM;SUIT 8 MM STUD;PACK OF 100; | Line Hardware
19068 | TERMINAL,LUG | RING TERMINAL TYPE;SUPERGRIP OR DOUBLE GRIP;SUIT CONDUCTOR 0.25 MM TO 1.65 MM;SUIT 6 MM STUD;PACK OF 50; | Line Hardware
19067 | TERMINAL,LUG | RING TERMINAL TYPE;SUPERGRIP OR DOUBLE GRIP;SUIT CONDUCTOR 0.25 MM TO 1.65 MM;SUIT 5 MM STUD;PACK OF 100; | Line Hardware
19066 | TERMINAL,LUG | RING TERMINAL TYPE;SUPERGRIP OR DOUBLE GRIP;SUIT CONDUCTOR 0.25 MM TO 1.65 MM;SUIT 4 MM STUD;PACK OF 100; | Line Hardware
19065 | TERMINAL,LUG | PIN CONNECTOR TERMINAL TYPE;SUPERGRIP OR DOUBLE GRIP;SUIT CONDUCTOR 2.5 MM TO 6 MM;PACK OF 50; | Line Hardware
19064 | TERMINAL,LUG | PIN CONNECTOR TERMINAL TYPE;SUPERGRIP OR DOUBLE GRIP;SUIT CONDUCTOR 1.04 MM TO 2.63 MM;PACK OF 100; | Line Hardware
19063 | TERMINAL,LUG | PIN CONNECTOR TERMINAL TYPE;SUPERGRIP OR DOUBLE GRIP;SUIT CONDUCTOR 0.25 MM TO 1.65 MM;PACK OF 100; | Line Hardware
19062 | TERMINAL,LUG | IN-LINE SPLICE TERMINAL TYPE;SUPERGRIP OR DOUBLE GRIP;SUIT CONDUCTOR 0.25 MM TO 1.65 MM;PACK OF 50; | Line Hardware
19061 | TERMINAL,LUG | FORKED SPADE TERMINAL TYPE;DOUBLE GRIP FS2-6 MM DG;SUIT CONDUCTOR 1.04 MM TO 2.63 MM;SUIT 6 MM STUD;PACK OF 50, PACK WEIGHT 0.12 KG; | Line Hardware
19060 | TERMINAL,LUG | FORKED SPADE TERMINAL TYPE;SUPERGRIP OR DOUBLE GRIP;SUIT CONDUCTOR 1.04 MM TO 2.63 MM;SUIT 5 MM STUD;PACK OF 100; | Line Hardware
19059 | TERMINAL,LUG | FORKED SPADE TERMINAL TYPE;SUPERGRIP OR DOUBLE GRIP;SUIT CONDUCTOR 1.04 MM TO 2.63 MM;SUIT 4 MM STUD;PACK OF 100; | Line Hardware
19058 | TERMINAL,LUG | FORKED SPADE TERMINAL TYPE;DOUBLE GRIP; FS1.25-6 MM DG;SUIT CONDUCTOR 0.25 MM TO 1.65 MM;SUIT6 MM STUD;PACK OF 50,PACK WEIGHT 0.0078 KG; | Line Hardware
19057 | TERMINAL,LUG | FLAT BLADE TERMINAL TYPE;DOUBLE GRIP FB1.25-2 MM DG;SUIT CONDUCTOR 0.25 MM TO 1.65 MM;DIM 1.9 MM X 11.7 MM;PACK OF 100,PACK WEIGHT 0.07 KG; | Line Hardware
19056 | TERMINAL,LUG | FORKED SPADE TERMINAL TYPE;SUPERGRIP OR DOUBLE GRIP;SUIT CONDUCTOR 0.25 MM TO 1.65 MM;SUIT 4 MM STUD;PACK OF 100; | Line Hardware
19055 | TERMINAL,LUG | FLAT BLADE TERMINAL TYPE;CRIMP TYPE; FB2-2.5 MM DG; SUIT CONDUCTOR 1.04 MM TO 2.63 MM;DIM 2.5 MM X 11.7 MM;PACK OF 100;PACK WEIGHT 0.082 KG; DOUBLE GRIP | Line Hardware
19054 | TERMINAL,LUG | FLAT BLADE TERMINAL TYPE;SUPERGRIP OR DOUBLE GRIP;SUIT CONDUCTOR 0.25 MM TO 1.65 MM;DIM;3 MM X 12 MM;PACK OF 100; | Line Hardware
19053 | TERMINAL,LUG | FORKED SPADE TERMINAL TYPE;SUPERGRIP OR DOUBLE GRIP;SUIT CONDUCTOR 0.25 MM TO 1.65 MM;SUIT 5 MM STUD;PACK 100; | Line Hardware
19031 | TERMINAL,LUG | EYE TYPE;BI-METAL,CRIMP CONNECTION;FOR 185 SQ MM,19/3.50 MM ALUMINIUM;CCT;M12 STUD SIZE;PACK OF 1,PACK WEIGHT 0.12 KG; | Line Hardware
19011 | TERMINAL,LUG | LONG BARREL,UNDRILLED PALM,SUITABLE FOR 2 BOLTS;TINNED COPPER;CRIMP TYPE;FOR 185 SQ MM,37/2.52 MM COPPER CONDUCTOR; MIN 55 MM LG BARREL;PACK OF 1,PACK | Line Hardware
19010 | TERMINAL,LUG | LONG BARREL,UNDRILLED PALM,SUITABLE FOR 2 BOLTS;TINNED COPPER;CRIMP TYPE;FOR 300 SQ MM,61/2.52 MM COPPER CONDUCTOR; MIN 60 MM LG BARREL;PACK OF 1; | Line Hardware
18659 | TERMINAL,LUG | LONG BARREL,DRILLED PALM;COPPER; 1 X 13 MM HOLE;630 SQ MM;115 MM LG BARREL; PACK OF 1,PACK WEIGHT1.0 KG; | Line Hardware
18642 | TERMINAL,LUG | DRILLED PLAM,TINNED COPPER;FOR 70 SQ MM, 19/2.14 COND;M16 PALM HOLE;BOX OF 25; PACK WEIGHT 0.63 KG; | Line Hardware
18376 | TERMINAL,LUG | FLAT PALM;ALUMINIUM;BUSBAR CONNECTOR;TO SUIT 110/132 KV SURGE ARRESTORS;REFER ENERGEX DWG LOSTD-EC035-01; | Lugs
18375 | TERMINAL,LUG | FLAT PALM;ALUMINIUM;BUSBAR CONNECTOR; 4 X 14 MM HOLES,60 MM CENTRES;TO SUIT MTG ON 110/132 KV INSULATORS;REFER ENERGEX DWG LOSTD-EC033-02; | Lugs
18374 | TERMINAL,LUG | FLAT PALM;ALUMINIUM;BUSBAR CONNECTOR; 4 X 18 MM HOLES,60 MM CENTRES;TO SUIT MTG ON 110/132 KV INSULATORS;REFER ENERGEX DWG LOSTD-EC033-01; | Lugs
18373 | TERMINAL,LUG | STRAIGHT PALM TYPE;ALUMINIUM COMPRESSION STRAIGHT TYPE;1000 AMP PALM;TO SUIT 37/3.00 AAC CABLE;REFER ENERGEX DWG LOSTD-EC032-01;PACK OF 1; | Line Hardware
18330 | TERMINAL,LUG | ANGLE = 90 DEG;ALUMINIUM COMPRESSION TYPE;800 AMP PALM;TO SUIT 19/3.75 AAC CABLE;REFER ENERGEX DWG LOSTD-EC010-03; EPJT-PLUTO-TN4-90; | Line Hardware
18329 | TERMINAL,LUG | ANGLE = 60 DEG;ALUMINIUM COMPRESSION TYPE;800 AMP PALM;TO SUIT 19/3.75 AAC CABLE;REFER ENERGEX DWG LOSTD-EC010-03; PAR;WEIGHT OF PACK 0.4 KG; | Line Hardware
18328 | TERMINAL,LUG | ANGLE = 45 DEG;ALUMINIUM COMPRESSION TYPE;800 AMP PALM;TO SUIT 19/3.75 AAC CABLE;REFER ENERGEX DWG EC010-03; PACK OF 1; WEIGHT OF PACK 0.4 KG; | Line Hardware
18327 | TERMINAL,LUG | ANGLE = 30 DEG;ALUMINIUM COMPRESSION TYPE;800 AMP PALM;TO SUIT 19/3.75 AAC CABLE;EPJT-PLUTO-TN4-30;REFER ENERGEX DWG LOSTD-EC010-03; | Line Hardware
18326 | TERMINAL,LUG | ANGLE = 90 DEG;ALUMINIUM COMPRESSION TYPE;800 AMP PALM;TO SUIT 37/3.75 AAC CABLE;REFER ENERGEX DWG LOSTD-EC010-02; PACK OF 100;WEIGHT OF PACK 1.1 KG; | Line Hardware
18325 | TERMINAL,LUG | ANGLE = 60 DEG;ALUMINIUM COMPRESSION TYPE;800 AMP;2 HOLE PALM; SUIT 37/3.75 AAC CABLE;REFER ENERGEX DWG LOSTD- -EC010-02;PACK OF 100;PACK WEIGHT 1.1 KG | Line Hardware
18324 | TERMINAL,LUG | ANGLE = 45 DEG;ALUMINIUM COMPRESSION TYPE;800 AMP PALM;TO SUIT 37/3.75 AAC CABLE;REFER ENERGEX DWG LOSTD-EC010-02; EPJT-TRITON-TN4-45; | Line Hardware
18323 | TERMINAL,LUG | ANGLE = 30 DEG;ALUMINIUM COMPRESSION TYPE;800 AMP PALM;TO SUIT 37/3.75 AAC CABLE;EPJT-TRITON-TN4-30;PACK OF 1; REFER ENERGEX DWG LOSTD-EC010-02; | Line Hardware
18322 | TERMINAL,LUG | ANGLE = 90 DEG;ALUMINIUM COMPRESSION TRITON TYPE;1000 AMP PALM; 2 HOLES; TO SUIT 37/3.75 AAC CABLE;EPJT-TRITON- TN11-90;REFER ENERGEX DWG LOSTD-EC010-01 | Line Hardware
18321 | TERMINAL,LUG | ANGLE = 60 DEG;ALUMINIUM COMPRESSION TYPE;1000 AMP PALM;TO SUIT 37/3.75 AAC CABLE;EPJT-TRITON-TN11-60; PACK OF 1; REFER ENERGEX DWG LOSTD-EC010-01; | Line Hardware
18320 | TERMINAL,LUG | ANGLE = 45 DEG;ALUMINIUM COMPRESSION TYPE;1000 AMP PALM;TO SUIT 37/3.75 AAC CABLE;EPJT-TRITON-TN11-45;PACK OF 1; REFER ENERGEX DWG LOSTD-EC010-01; | Line Hardware
18319 | TERMINAL,LUG | ANGLE = 30 DEG;ALUMINIUM COMPRESSION TYPE;1000 AMP PALM;TO SUIT 37/3.75 AAC CABLE;EPJT-TRITON-TN11-30;REFER ENERGEX DWG LOSTD-EC010-0;PACK OF 1;PACK WEIGHT | Line Hardware
2474773 | TERMINAL,LUG | Flat Blade, 4 x 13mm Dia, 5.5mm Wire, Yellow, Double Grip, Pack of 50 | Line Hardware
2474765 | TERMINAL,LUG | Forked Spade Terminal, 4mm Slot, 5.5mm Wire, Yellow, Double Grip, Pack of 50 | Line Hardware
2474757 | TERMINAL,LUG | Forked Spade Terminal, 3mm Slot, 5.5mm Wire, Yellow, Double Grip, Pack of 50 | Line Hardware
2474740 | TERMINAL,LUG | Ring Terminal, 3mm Stud, 5.5mm Wire, Yellow, Double Grip, Pack of 50 | Line Hardware
2474732 | TERMINAL,LUG | Ring Terminal, 3mm Stud, 2mm Wire, Blue, Double Grip, Pack of 100 | Line Hardware
2474724 | TERMINAL,LUG | Ring Terminal, 3mm Stud, 1.25mm Wire, Red, Double Grip, Pack of 100 | Line Hardware
2472082 | TERMINAL,LUG | Male tab, 1-2.6mm, Blue, 6.4 X 0.8MM double grip (DG) fully insulated, | Lugs
2472074 | TERMINAL,LUG | Male tab,0.5-1.6mm, RED, 6.4 X 0.8MM double grip (DG) fully insulated | Lugs
2471746 | TERMINAL,LUG | Quick Connect Female Lug, 6.4 x 0.8mm, 0.75-1.5mm Wire, Red, Double Grip, Pack of 50 | Subtransmission
2471738 | TERMINAL,LUG | Quick Connect Female Lug, 6.4 x 0.8mm, 2.5mm Wire, Blue, Double Grip, Pack of 50 | Subtransmission
2471720 | TERMINAL,LUG | Ring Terminal, 12mm Stud, 2.5mm Wire, Blue, Pack of 25 | Subtransmission
2471712 | TERMINAL,LUG | Forked Spade Terminal, 3mm Slot, 2.5mm Wire, Blue, Double Grip, Pack of 100 | Line Hardware
2471704 | TERMINAL,LUG | Ring Terminal, 2.5mm Wire, 90Deg Bend, Blue, for Protection Relay, Pack of 1000 | Subtransmission
2471696 | TERMINAL,LUG | Ring Terminal, 1-1.5mm Wire, 90Deg Bend, Red, for Protection Relay, Pack of 1000 | Subtransmission
2471688 | TERMINAL,LUG | Forked Spade Terminal, 3mm Slot, 1-1.5mm Wire, Red, Double Grip, Pack of 100 | Line Hardware
2471415 | TERMINAL,LUG | Compression Jumper, Al, 2 x 14mm Hole, 50mm Centre, 30Deg Palm Bend on Edge, suit Venus, Sulphur 61/3.75 AAC, AAAC & Pawpaw 54/3.75+ 19/2.25 ACSR/GZ | Lugs
2470326 | TERMINAL,LUG | Bi-Metal Mech Shear bolt (mid-bolt removable) straight conn; Tin plated connector;Inside 13mm, 20.5 dia, For 95- 240 SQ MM XLPE Conductor; Suitable for | Line Hardware
447021 | TERMINAL,LUG | Compression, Bi-Metal, Cu Palm, 25mm2, M10 Bolt Hole, Hex Die A/F 14.0mm, ABC (P10) (scm) | Line Hardware
25358 | TERMINAL,LUG | SLOTTED TINNED COPPER TERMINAL PALM EXTENSION FOR HV SURGE ARRESTER CONNECTION; 25 X 3.2 X 65; 1 X DIA 14 HOLE; SLOT 12 X 20; | Lugs
25357 | TERMINAL,LUG | TINNED COPPER TERMINAL PALM; EXTENSION FOR HV LINE CONNECTION; 40 x 4 x 65; 2x DIA.14 HOLES; | Lugs
25098 | TERMINAL,LUG | FORK TERMINALS, COPPER ELECTRO TINNED; PREINSULATED SUPERGRIP; RED; RANGE 0.5MM2 TO 1.5MM2, STUD SIZE M3X6.4 WIDE; PACK OF 100; | Lugs
25075 | TERMINAL,LUG | Neutral, Tinned Cu, 100 x 80mm, Horseshoe Shape, for Neutral Connections, Pack of 50 (scm) | Busbar and Fittings
24994 | TERMINAL,LUG | JUMPER TERMINAL; TO SUIT 37/3.75 AAAC PHOSPHORUS CONDUCTOR 30 DEG BENT ON EDGE; 2 X 14MM HOLE; PALM 50MM SPACING | Lugs
23816 | TERMINAL,LUG | BOLTED RUN PALM TAP; ALUMINIUM TYPE; 2000 AMP; 4 HOLE 18MM DIA PALM; 60MM CENTRES; SUIT 37/3.00 AAC CABLE; | Lugs
23929 | TERMINAL,LUG | Mechanical Shear Bolt, Al-Cu, 95-240mm2, 1 x M12 Palm Bolt Hole, suit Al or Cu Conductor, Pack of 3 | O/Head Line
23926 | TERMINAL,LUG | Mechanical Shear Bolt, Al-Cu, 185-400mm2 1 x M12 Palm Bolt Hole, suit Al or Cu Conductor, Pack of 3 | O/Head Line
23720 | TERMINAL,LUG | COMPRESSION PALM LUG TO SUIT GOAT 30/7/.146 ACSR;30 DEG BENT ON EDGE, LUG TO SUIT COMP DEAD, 2 HOLES 14MM DIA AT 50MM CENTRES | Lugs
23207 | TERMINAL,LUG | FLAT PALM;COPPER BUSBAR; EARTHING CONNECTOR;TINNED; LOSTD-EG004-04; | Lugs
23374 | TERMINAL,LUG | LUG;TWO HOLE;STRAIGHT; 1/4" STUD; 14-10 AWG WIRE SIZE; BOX OF 50; | Lugs
23370 | TERMINAL,LUG | LUG,TWO HOLE;RIGHT ANGLE; TWO HOLE LUG;1/4'STUD; 14-10 AWG WIRE SIZE RIGHT ANGLE; BOX OF 50; | Lugs
18317 | TERMINAL,LUG | STRAIGHT PALM TYPE;ALUMINIUM COMPRESSION TYPE;630 AMP PALM;TO SUIT 37/3.75 AAC CABLE;EPJT-TRITON-TN6-0;PACK OF 1;PACK WEIGHT 1.1 KG;REFER ENERGEX DWG LOSTD- | Line Hardware
18316 | TERMINAL,LUG | STRAIGHT PALM TYPE;ALUMINIUM COMPRESSION TYPE;800 AMP PALM;TO SUIT 37/3.75 AAC CABLE;EPJT-TRITON-TN4-0;DRAWING LOSTD-EC009-02; | Line Hardware
18315 | TERMINAL,LUG | STRAIGHT PALM TYPE;ALUMINIUM;COMPRESSION TYPE;1000 AMP PALM;TO SUIT 37/3.75 AAC CABLE;EPJT-TRITON-TN11-0;ENERGEX DWG LOSTD-EC009-01;PACK OF 1; | Line Hardware
17892 | TERMINAL,LUG | DRILLED PALM; CAST COPPER; BOLTED CLAMP TYPE; FOR 16 SQ MM TO 70 SQ MM COPPER CONDUCTOR; 2 X M14 PALM HOLES; C/W S/STEEL BOLTS, NUTS & SPRING WASHERS; | Lugs
17745 | TERMINAL,LUG | DRILLED PALM,ALUMINIUM,CRIMP TYPE;FOR 185 SQ MM SOLID CONDUCTOR;12 MM PALM HOLE;PRE-FILLED WITH JOINTING COMPOUND; REFER STOCK CODE 17741 FOR CABLE;PACK OF | Line Hardware
17709 | TERMINAL,LUG | LONG BARREL,DRILLED PALM,M12,CRIMP TYPE; FOR 400 SQ MM CU COND;MIN 100 MM LG BARREL;PACK OF 3; PACK WEIGHT 0.38 KG; U/W SC17689 & SC17699; | Line Hardware
17708 | TERMINAL,LUG | LONG BARREL,DRILLED PALM,M12,CRIMP TYPE; FOR 300 SQ MM CU COND;MIN 90 MM LG BARREL;PACK OF 3;PACK WEIGHT 2.KG; SC17676 & SC17696; | Line Hardware
17706 | TERMINAL,LUG | LONG BARREL,DRILLED PALM,M12,CRIMP TYPE; FOR 240 SQ MM CU COND;MIN 80 MM LG BARREL;PACK OF 3; PACK WEIGHT 1.7 KG; U/W SC17676 & SC17696; | Line Hardware
17705 | TERMINAL,LUG | LONG BARREL,DRILLED PALM,M12,CRIMP TYPE; FOR 185 SQ MM CU COND;MIN 64 MM LG BARREL;PACK OF 3; PACK WEIGHT 1.75 KG; U/W SC17672 & SC17692; | Line Hardware
17703 | TERMINAL,LUG | LONG BARREL,DRILLED PALM,M12,BI-METAL CRIMP TYPE;FOR 150 SQ MM AL COND; MIN 60 MM LG BARREL;PACK OF 1,PACK WEIGHT 0.15 KG;U/W SC17672 & SC17692; | Line Hardware
17702 | TERMINAL,LUG | LONG BARREL,DRILLED PALM,M12,CRIMP TYPE; FOR 95 SQ MM CU COND;MIN 53 MM LG BARREL ;PACK OF 3; PACK WEIGHT 0.21 KG;U/W SC17672 & SC17692; | Line Hardware
17701 | TERMINAL,LUG | LONG BARREL,DRILLED PALM,M12,CRIMP TYPE; FOR 70 SQ MM CU COND;PACK OF 3;U/W STOCK CODE 17671 & 17691; | Line Hardware
17700 | TERMINAL,LUG | LONG BARREL,DRILLED PALM,M12,CRIMP;FOR 25 SQ MM CU COND;PACK OF 3; PACK WEIGHT 0.5 KG;U/W SC17690 & SC17670; | Line Hardware
17661 | TERMINAL,LUG | LONG BARREL,DRILLED PALM,M12,BI-METAL CRIMP TYPE;FOR 95 SQ MM AL COND; MIN 60 MM LG BARREL;PACK OF 3,PACK WEIGHT 1.00 KG;U/W SC17655 & SC17658; | Line Hardware
17660 | TERMINAL,LUG | LONG BARREL,DRILLED PALM,M12,BI-METAL CRIMP TYPE;FOR 35 SQ MM AL COND; MIN 32 MM LG BARREL;PACK OF 40,PACK WEIGHT 2.00 KG;U/W SC17654 & SC17657; | Line Hardware
17631 | TERMINAL,LUG | EYE TYPE;BI-METAL CRIMP CONNECTION FOR 210 SQ MM 19/3.75 MM STRANDED (PLUTO) CONDUCTOR;M12 STUD SIZE;PACK OF 50; WEIGHT OF PACK 14.25 KG; | Line Hardware
17493 | TERMINAL,LUG | STALK,COPPER CRIMP TYPE;FOR 185 SQ MM CU PLY CONDUCTOR;60 MM LG COPPER STALK, C/W SEMI-CIRCULAR SLOT & RING CONNECTOR; USED IN CONJUNCTION WITH 11 KV HAZEMEYER | Line Hardware
17492 | TERMINAL,LUG | STALK,COPPER CRIMP TYPE;FOR 95 SQ MM CU PLY CONDUCTOR;60 MM LG COPPER STALK, C/W SEMI-CIRCULAR SLOT & RING CONNECTOR; USED IN CONJUNCTION WITH 11 KV HAZEMEYER | Line Hardware
17491 | TERMINAL,LUG | STALK,COPPER CRIMP TYPE;FOR 25 SQ MM CU PLY CONDUCTOR;60 MM LG COPPER STALK, C/W SEMI-CIRCULAR SLOT & RING CONNECTOR; USED IN CONJUNCTION WITH 11 KV HAZEMEYER | Line Hardware
17254 | TERMINAL,LUG | EYE TYPE,BI-METAL,CRIMP CONNECTION; FOR 70 SQ MM HVABC CABLE;PACK OF 1, PACK WEIGHT 0.1 KG; | Line Hardware
16846 | TERMINAL,LUG | STALK,TINNED COPPER CRIMP TYPE;FOR 70 SQ MM COPPER CONDUCTOR;10.0 MM (MAX) DIA X 25 MM D-SECTION STALK;BAG OF 1,PACK WEIGHT 0.01 KG;U/W LV;HEATSHRINK SERVICE | Line Hardware
16845 | TERMINAL,LUG | STALK,TINNED COPPER CRIMP TYPE;FOR 25 SQ MM COPPER CONDUCTOR;10.0 MM (MAX) DIA X 25 MM D-SECTION STALK;PACK OF 1;U/W LV HEATSHRINK SERVICE TERMINATIONS; | Line Hardware
16844 | TERMINAL,LUG | STALK,TINNED COPPER CRIMP TYPE;FOR 16 SQ MM COPPER CONDUCTOR;10.0 MM (MAX) DIA X 25 MM D-SECTION STALK;PACK OF 1,PACK WEIGHT 0.1 KG;U/W LV HEATSHRINK SERVICE | Line Hardware
16833 | TERMINAL,LUG | DRILLED PALM,BI-METAL CRIMP TYPE;FOR 25 SQ MM ALUMINIUM CONDUCTORS;12 MM PALM HOLE;PRE-FILLED W/JOINTING COMPOUND;FOR U/W 25 SQ MM ABC (REFER STOCK CODE 13936 | Line Hardware
16534 | TERMINAL,LUG | LONG BARREL,DRILLED PALM,BI-METAL,CRIMP TYPE;FOR 0.4 IN ALUMINIUM CONDUCTOR;USE 240 SQ MM TOOLING 38-284AL; | Line Hardware
16090 | TERMINAL,LUG | STALK,COPPER CRIMP TYPE;FOR 240 SQ MM MM XLPE AL CONDUCTOR;40 MM LG COPPER STAL C/W SEMI-CIRCULAR SLOT & RING CONNECT USED IN CONJUNCTION WITH 11 KV | O/Head Line
16089 | TERMINAL,LUG | STALK,BI-METAL,CRIMP TYPE; 17.3 MM AF; FOR 95 SQ MM ALUM XLPE CONDUCTOR; 22 MM DIA,40 MM LG COPPER STALK,C/W SEMI-CIRCULAR SLOT & RING CONNECTOR; | Line Hardware
15995 | TERMINAL,LUG | STALK,BI-METAL,CRIMP TYPE;FOR 35 SQ MM ALUM XLPE CONDUCTOR;12 MM DIA,30 MM LG COPPER STALK,C/W SEMI-CIRCULAR SLOT;USED IN CONJUNCTION WITH 11 KV HAZELMEYER | Line Hardware
15919 | TERMINAL,LUG | DRILLED PALM,TINNED COPPER CRIMP TYPE; FOR 70 SQ MM,19/2.14 MM COPPER COND; M12 PALM HOLE;HEAVY DUTY LUG FOR USE ON VERTICAL OPERATION AIR BREAK SW; | Line Hardware
15861 | TERMINAL,LUG | TUBULAR ALUMINIUM,SECTOR SHAPED,CRIMPED TYPE;FOR 120 SQ MM SOLID SECTOR 4 CORE CONDUCTOR;M12 PALM HOLE SIZE;PRE-FILLED W/JOINTING COMPOUND;REFER UJ MAN 1/110; | Line Hardware
15641 | TERMINAL,LUG | Eye Type, Pre-Insulated, Bi-Metal, Cu Palm, 95mm2, M12 Palm Hole, Hex Die A/F 21.5mm, 115mm Lg, Crimp Connection, suit LV ABC Cable | Line Hardware
11086 | TERMINAL,LUG | DRILLED PALM,ALUMINIUM,COMPRESSION TYPE; FOR 6-8 MM OD CONDUCTOR (RASIN);9.5 MM BOLT SIZE;PRE-FILLED W/JOINTING COMPOUND ;FOR U/W UTILUX 38-140 AL DIE;PACK OF 1, | Line Hardware
10888 | TERMINAL,LUG | LONG BARREL,UNDRILLED SEALED PALM TINNED ,COPPER,CRIMP TYPE;FOR 630 SQ MM COPPER CONDUCTOR;56 MM LG BARREL;FOR U/W HEAT SHRINKABLE TERMINATIONS,UJ MAN 2.002D; | Line Hardware
10887 | TERMINAL,LUG | LONG BARREL,UNDRILLED SEALED PALM,COPPER ,CRIMP TYPE;FOR 400 SQ MM COPPER CONDUCT OR;44 MM LG BARREL;FOR U/W HEAT SHRINKABLE TERMINATIONS,UJ MAN 2.002D; | Line Hardware
10886 | TERMINAL,LUG | DRILLED PALM,TINNED COPPER,CRIMP TYPE; FOR 25 SQ MM,19/1.35 MM COPPER CONDUCTOR;FOR M12 BOLT SIZE;PACK OF 50, PACK WEIGHT0.6 KG;FOR URD PILLARS; | Line Hardware
10380 | TERMINAL,LUG | STALK,COPPER CRIMP TYPE;FOR 95 SQ MM COPPER CONDUCTOR;12.7 MM DIA STALK; BAG OF 10;U/W 11 KV HEAT SHRINK POLE TERMINATION;PACK OF 1,PACK WEIGHT 400 G; | Line Hardware
10379 | TERMINAL,LUG | STALK,COPPER CRIMP TYPE;FOR 25 SQ MM COPPER CONDUCTOR;12.7 MM DIA STALK; BAG OF 10;U/W 11 KV HEAT SHRINK POLE TERMINATION;PACK OF 1,PACK WEIGHT0.95 KG | Line Hardware
17419 | TERMINATION ASSEMBLY | 1800 MM LG;TO SUIT CABLE DIA 15.4 MM - 16.0 MM;C/W STRUCTURAL ROD & DEAD END; USED IN THE INSTALLATION OF FIBRE OPTIC CABLE; | Substation
18285 | TERMINATION ASSEMBLY | 1800 MM LG;TO SUIT CABLE DIA 14.7 MM - 15.3 MM;C/W STRUCTURAL ROD & DEAD END; USED IN THE INSTALLATION OF FIBRE OPTIC CABLE; | Substation
6827 | TERMINATION COMPONENTS,ELEC POWER CABLE | 11 KV;HAZEMEYER,SWITCHGEAR;;FOR 16 TO 70 SQ MM COPPER CONDUCTOR 3 X SINGLE CORE SCREENED,XLPE/PVC CABLE;CONTAINS SINGLE CORE TUBES,COVERS,CLAMPS,BUSHES | Misc Non-Contract Items
12417 | TERMINATION COMPONENTS,ELEC POWER CABLE | 11 KV;KRONE,SWITCHGEAR;FOR 16 TO 95 SQ MM COPPER CONDUCTOR 3 X SINGLE CORE SCREENED,XLPE/PVC CABLE; | Substation
32247 | TERMINATION COMPONENTS,ELEC POWER CABLE | BRAND NEW 33KV CABUS SEALING ENDS; TOP BELL ONLY;NO CABLE BOTTOM GLANDS; | U/G Equipment
32245 | TERMINATION COMPONENTS,ELEC POWER CABLE | 110KV SINGLE CORE 500MM2 OIL STRAIGHT JOINT;SUITS DECOMED F781/782(AGW TO MST) TAPES AND BITUMEN ONLY. PARTS MIGHT BE SUITABLE FOR F809/810 | U/G Equipment
32242 | TERMINATION COMPONENTS,ELEC POWER CABLE | 110KV TAP SETS TO SUIT F809/810; SSVPK - SSNSD; | U/G Equipment
32241 | TERMINATION COMPONENTS,ELEC POWER CABLE | COMPLETE 33KV OIL TERMINATION; INCLUDING SPLITTER (SOLID SUPPORT TYPE); AND SEALING END BELLS; | U/G Equipment
32240 | TERMINATION COMPONENTS,ELEC POWER CABLE | 33KV PIRELLI PORCELAIN SEALING ENDS; INCLUDES 3 CORE - 3 SINGLE CORE SPLITTER CANS;SMALL NON SUPPORTING TYPES; | U/G Equipment
32239 | TERMINATION COMPONENTS,ELEC POWER CABLE | 33KV PIRELLI PORCELAIN SEALING ENDS; | U/G Equipment
32236 | TERMINATION COMPONENTS,ELEC POWER CABLE | BRAND NEW 33KV CABUS SEALING ENDS; TOP BELL ONLY, NO CABLE BOTTOM GLANDS; | U/G Equipment
32235 | TERMINATION COMPONENTS,ELEC POWER CABLE | VARIOUS SPARE PIECES OF BICC 110KV OIL TERMINATION CAN BE USED FOR PARTS OR TRAINING; | U/G Equipment
32232 | TERMINATION COMPONENTS,ELEC POWER CABLE | WOODEN MANDRELS FOR LEAD SLEEVES; ASORTED SIZES FROM PILOT CABLE TO GAS JOINT SIZE;SEE UGM DBASE FOR SIZES; | U/G Equipment
32250 | TERMINATION COMPONENTS,ELEC POWER CABLE | 110KV SING CORE 500MM2OIL STRAIGHT JOINT SUITS DECOMED F781/782(AGW TO MST); TAPES AND BITUMEN ONLY; PARTS MIGHT BE SUITABLE FOR F809/810 | U/G Equipment
32249 | TERMINATION COMPONENTS,ELEC POWER CABLE | 110KV EUROMOLD TOOLS X 3 BOXES; SPARE TEST MOLD; | U/G Equipment
6828 | TERMINATION KIT,ELECTRICAL CABLE | Magnefix, Cable Connection Kit, Pin Type, for Hazemeyer Transformer, for 16 to 95mm2 Cu 3 x 1 core screened XLPE/PVC Cable, C/W Single Core Tubes, | U/G Equipment
22139 | TERMINATION KIT,ELECTRICAL CABLE | Outdoor, 76/132kV, 800mm2, 1C Milliken Stranding, WB Cu/XLPE/WBT/CorrCu Sheath/MDPE c/w Graphite Coating | U/G Equipment
22142 | TERMINATION KIT,ELECTRICAL CABLE | Outdoor, 76/132kV, 1200mm2, 1C Milliken Stranding, WB Cu/XLPE/WBT/CorrCu Sheath/MDPE c/w Graphite Coating | U/G Equipment
2481471 | TERMINATION KIT,ELECTRICAL CABLE | Outdoor, 76/132kV, 1C, 1200mm2 Stranded Segmental Milliken WB Cu, XLPE/OF/WBT/ CorrCu Sheath(40kA/0.5Sec)/MDPE, Graphite Coating | U/G Cables & Accsry Equip
2481463 | TERMINATION KIT,ELECTRICAL CABLE | Outdoor, 76/132kV, 1C, 1200mm2 Stranded Segmental Milliken WB Al, XLPE/OF/WBT/ CAS(25kA/1Sec)/LLDPE/Nyl/MDPE, Graphite Coating | U/G Cables & Accsry Equip
2481455 | TERMINATION KIT,ELECTRICAL CABLE | Outdoor, 76/132kV, 1C, 630mm2 Stranded Compacted Circ WB Al, XLPE/OF/WBT/ CAS(25kA/1Sec)/LLDPE/Nyl/MDPE, Graphite Coating | U/G Cables & Accsry Equip
2481448 | TERMINATION KIT,ELECTRICAL CABLE | Outdoor, 76/132kV, 1C, 630mm2 Stranded Compacted Circ WB Al, XLPE/WBT/ CAS(25kA/1Sec)/LLDPE/Nyl/MDPE, Graphite Coating | U/G Cables & Accsry Equip
2478741 | TERMINATION KIT,ELECTRICAL CABLE | LV, 4C Al to OH Bundle Box + Neutral, c/w Mechanical Lugs, Breakout Boot, Heatshrinks, & Instructions | U/G Equipment
2478535 | TERMINATION KIT,ELECTRICAL CABLE | 33kV, 120-185mm2, Single Core, Cu XLPE/ CWS/LAT/MDPE/ Cable, c/w Mechanical Lugs, O/D Termination to AS/NZS 4805.2, Pack of 1 | U/G Equipment
2400922 | TERMINATION KIT,ELECTRICAL CABLE | Transformer Cable, 1 Core, 16-70mm2 Cu C Clamp for Magnefix Switchgear | U/G Equipment
25489 | TERMINATION KIT,ELECTRICAL CABLE | 33kV Pfisterer CONNEX Separable Connector, Size 3, 42kV, 1250A, w/out Voltage Tap, suit Unarmoured, 1C, 400mm2 Cable, Set of 3, No facility for optical | U/G Equipment
25488 | TERMINATION KIT,ELECTRICAL CABLE | 33kV Pfisterer CONNEX Separable Connector, Size 3, 42kV, 1250A, w/out Voltage Tap, suit Unarmoured, 1C, 95mm2 Flexible Cable, Set of 3, No facility | U/G Equipment
2494151 | TERMINATION KIT,ELECTRICAL CABLE | Outdoor, 22kV, 400mm2 Al, 1 Core XLPE c/w Heat Shrink Cable Term Kit, Solvent Wipes, Cable Core Lugs, Cable Screen Lugs | U/G Equipment
2407243 | TERMINATION KIT,ELECTRICAL CABLE | Aerial c/w Earth, 1.5m Earth Bond Lead & No Shackle, suit 14.0mm CC-38/48/551, ETS 11-09-01 | Line Hardware
2491926 | TERMINATION KIT,ELECTRICAL CABLE | LV Pillar Termination, Heatshrink, suit 25mm2 4 Core WB Al XLPE/PVC, c/w 3 x Bi-Metal Stalk Lugs & 225mm2 Al Lug | U/G Equipment
2491918 | TERMINATION KIT,ELECTRICAL CABLE | LV In/Out Termination, Heatshrink, suit 25mm2 4 Core WB AL XLPE/PVC, c/w Bi-Metal Narrow Palm Shear Bolt Lugs | U/G Equipment
2491777 | TERMINATION KIT,ELECTRICAL CABLE | Outdoor, 33kV Heatshrink Joint, 3Ph, 630mm2 Pressure Sealed Termination c/w Shear-Off Lugs, for 33kV PLY 630mm2 Al Cable | U/G Equipment
2489474 | TERMINATION KIT,ELECTRICAL CABLE | Indoor, 11kV, 3Ph, 240mm2 Al, 3 Core XLPE, Heatshrink, Conductive Breakout Boot | U/G Equipment
2484616 | TERMINATION KIT,ELECTRICAL CABLE | Outdoor, 76/132kV, 1C, 1600mm2 Stranded Segmental Milliken WB Cu, XLPE/WBT/ CorrCu Sheath(40kA/0.5Sec)/MDPE, Graphite Coating | U/G Cables & Accsry Equip
2484574 | TERMINATION KIT,ELECTRICAL CABLE | Outdoor, 76/132kV, 1C, 1200mm2 Stranded Segmental Milliken WB Cu, XLPE/WBT/CAS (40kA/0.5Sec)/MDPE, Graphite Coating | U/G Cables & Accsry Equip
2484533 | TERMINATION KIT,ELECTRICAL CABLE | Outdoor, 76/132kV, 1C, 800mm2 Stranded Segmental Milliken WB Cu, XLPE/WBT/ CorrCu Sheath(40kA/0.5Sec)/MDPE, Graphite Coating | U/G Cables & Accsry Equip
2484491 | TERMINATION KIT,ELECTRICAL CABLE | Outdoor, 76/132kV, 1C, 400mm2 Stranded Compacted Circ WB Cu, XLPE/WBT/ CorrCu Sheath(40kA/0.5Sec)/MDPE, Graphite Coating | U/G Cables & Accsry Equip
2427359 | TERMINATION KIT,ELECTRICAL CABLE | Indoor, LV, 4mm2 - 16mm2 Cu, Neutral Screened PVC Insulated, NJ, Insect Protected, PVC Sheathed Cable, Crimp Connectors, ETS14-02-01 (scm) | U/G Equipment
2481489 | TERMINATION KIT,ELECTRICAL CABLE | Outdoor, 76/132kV, 1C, 1600mm2 Stranded Segmental Milliken WB Cu, XLPE/OF/WBT/ CAS(40kA/0.5Sec)/MDPE, Graphite Coating | U/G Cables & Accsry Equip
25487 | TERMINATION KIT,ELECTRICAL CABLE | 11kV Straight Receptacle, suit XR-EP-90 Insulated, 1C, 300mm2 Cu Flex Cable, Set of 3 | U/G Equipment
25486 | TERMINATION KIT,ELECTRICAL CABLE | 11kV Non Load Break Elbow, suit XR-EP-90 Insulated, 1C, 300mm2 Cu Flex Cable, Set of 3 | U/G Equipment
23180 | TERMINATION KIT,ELECTRICAL CABLE | 11kV Connecting Plug, 600 Series, suit XR-EP-90 Insulated, 1C, 300mm2 Cu Flex Cable, Set of 3 | U/G Equipment
22598 | TERMINATION KIT,ELECTRICAL CABLE | INSULATED DEAD-BREAK SCREENED SEPARABLE CONNECTORS (ELBOW);SET OF 3 FOR 3 PHASE;17.5 KV TO SUIT 400 SQ MM AL CABLE;11 KV ;C/W SCREEN CONNECTION & | U/G Equipment
22230 | TERMINATION KIT,ELECTRICAL CABLE | Indoor/Outdoor, LV, Heatshrink, suit 4 Core, Cu, 70mm2 Stranded XLPE/PVC/HDPE c/w Bi-Metal Mechanical Shear Bolt Connector, Narrow Palm | U/G Equipment
22229 | TERMINATION KIT,ELECTRICAL CABLE | Indoor, LV, Heatshrink, suit 3.5(SWA) & 4C(No SWA), 300mm2 Stranded Cu XLPE/SWA/ HDPE c/w Bi-Metal Mechanical Shear Bolt Connector, Narrow Palm | U/G Equipment
22228 | TERMINATION KIT,ELECTRICAL CABLE | Outdoor, LV, Heatshrink, suit 3.5(SWA) & 4C(No SWA), 300mm2 Stranded Cu XLPE/SWA/ HDPE c/w Bi-Metal Mechanical Shear Bolt Connector, Narrow Palm | U/G Equipment
22143 | TERMINATION KIT,ELECTRICAL CABLE | GIS, 76/132kV, 1200mm2, 1C Milliken Stranding, WB Cu/XLPE/WBT/CorrCu Sheath/MDPE c/w Graphite Coating | U/G Equipment
22140 | TERMINATION KIT,ELECTRICAL CABLE | GIS, 76/132kV, 800mm2, 1C Milliken Stranding, WB Cu/XLPE/WBT/CorrCu Sheath/MDPE c/w Graphite Coating | U/G Equipment
22137 | TERMINATION KIT,ELECTRICAL CABLE | GIS, 76/132kV, 400mm2, 1C Milliken Stranding, WB Cu/XLPE/WBT/CWS/WBT/CorrCu Sheath/MDPE c/w Graphite Coating | U/G Equipment
22044 | TERMINATION KIT,ELECTRICAL CABLE | Outdoor, 76/132kV, 1600mm2, 1C Milliken Stranding, WB Cu/XLPE/WBT/CorrCu Sheath/MDPE c/w Graphite Coating | U/G Equipment
20428 | TERMINATION KIT,ELECTRICAL CABLE | Indoor, 11kV, 3 Ph, 95mm2 Cu, PLY/HDPE & PLYSWS Cable, Heatshrink, 650mm Min Tail Lengths, c/w Compression Lugs, AS/NZS 4805 Part 2 | U/G Equipment
15626 | TERMINATION,ELECTRICAL POWER CABLE | 33 KV;OUTDOOR;SINGLE PHASE;FOR 500 SQ MM SINGLE CORE ALUMINIUM CONDUCTOR,XLPE INSULATED CABLE;PORCELAIN;C/W STALK LUG & FILLING COMPOUND;FDR 444 BRIBIE ISLAND | U/G Equipment
15153 | TERMINATION,ELECTRICAL POWER CABLE | 33 KV;OUTDOOR KIT;THREE PHASE;FOR 1C 400 SQ MM COPPER CONDUCTOR,SCREENED,PLY/HDPE ;HEAT SHRINK;800 MM LG;PACK OF 1,PACK WEIGHT 5 KG; | U/G Equipment
15152 | TERMINATION,ELECTRICAL POWER CABLE | 33 KV;OUTDOOR KIT;SINGLE PHASE;FOR 185 SQ MM COPPER CONDUCTOR,SCREENED,PLY/HDPE ;HEAT SHRINK;800 MM LG;PACK OF 1,PACK WEIGHT 5 KG; | U/G Equipment
2461556 | TERMINATION,ELECTRICAL POWER CABLE | INDOOR, 11KV, 35MM2 AL, TRIPLEX TR-XLPE CABLE, INSECT PROTECTED, 11KV ABB SAFE- LINK RMU C/W HEAT SHRINK CABLE TERM KIT, 25-95MM CABLE CORE MECHANICAL & | U/G Equipment
2461622 | TERMINATION,ELECTRICAL POWER CABLE | Outdoor, 11kV, 35mm2 Al, Triplex TR-XLPE Cable, Insect Protected c/w Heat Shrink Cable Term Kit, Solvent Wipes, 25-95mm Cable Core Mechanical & Screen Crimp | U/G Equipment
23970 | TERMINATION,ELECTRICAL POWER CABLE | 33KV; FOR 630 SQ MM S/C CU XLPE/LAT/ LLDPE/MDPE CABLE; COLD SHRINK; 3 PHASE; OUTDOOR TERMINATION; FOR FUSE UNIT CUBICLE; PACK OF 1; WEIGHT5KG; | U/G Equipment
23951 | TERMINATION,ELECTRICAL POWER CABLE | 33KV; FOR 630 SQ MM S/C CU XLPE/LAT/ LLDPE/MDPE CABLE; HEAT SHRINK; 3 PHASE; OUTDOOR TERMINATION; TO AS/NZS 4805 PART 2; PACK OF 1; WEIGHT 5KG; | U/G Equipment
32246 | TERMINATION,ELECTRICAL POWER CABLE | OIL PAPER;OIL CREPE PAPER;HSL TAPES; GAS TAPES AND OIL CARBON TAPES; SEE UGM DBASE FOR VARIOUS QUANTITIES; | U/G Equipment
32244 | TERMINATION,ELECTRICAL POWER CABLE | 33KV OIL TERMINATION TAP SET TO SUIT 33KV .85" PIRELLI TERMINATION E22/70; BELLS AVAILABLE ON UGM PALLETS 43, 39, 38, 37, 36 | U/G Equipment
32243 | TERMINATION,ELECTRICAL POWER CABLE | COMPLETE 33KV OIL TERMINATION; INCLUDING SPLITTER (SOLID SUPPORT TYPE); AND SEALING END BELLS. 33KV .85" PIRELLI TERMINATION E22/70; | U/G Equipment
32238 | TERMINATION,ELECTRICAL POWER CABLE | COMPLETE 33KV OIL TERMINATION;INCLUDING SPLITTER (SOLID SUPPORT TYPE); AND SEALING END BELLS; | U/G Equipment
23425 | TERMINATION,ELECTRICAL POWER CABLE | 132 KV;OUTDOOR;NO VOLTAGE TAP;TO SUIT TYPE 6 SOCKET;FOR 145 KV 400 SQMM S/C CU XLPE/CCu/MDPE;ILJIN DESIGN NO.080627-01P 1 PH SET; | Substation
23424 | TERMINATION,ELECTRICAL POWER CABLE | 132 KV;OUTDOOR;NO VOLTAGE TAP;TO SUIT TYPE 6 SOCKET;FOR 145 KV 800 SQMM S/C CU XLPE/CCu/MDPE;ILJIN DESIGN NO.080627-02P 1 PH SET; | Substation
23423 | TERMINATION,ELECTRICAL POWER CABLE | 132 KV;OUTDOOR;NO VOLTAGE TAP;TO SUIT TYPE 6 SOCKET;FOR 145 KV 1600 SQ MM S/C XLPE/CCu/MDPE;ILJIN DESIGN NO.080627-04P 1 PH SET; | Substation
23329 | TERMINATION,ELECTRICAL POWER CABLE | 33KV 400MM NKT ELBOW BRANCH TERMINATION KIT;CB24/36-630 TYPE 5037;INS DIA 39. 0-51.0; TYPE C BUSHING; INCLUDING LUGS; USED ON MOBILE SUB 400MM2 SUB LEADS | U/G Equipment
23328 | TERMINATION,ELECTRICAL POWER CABLE | 33KV 95-325MM COLD SHRINK TERMINATION KIT; RANGE 26.7 - 45.7MM; USED ON MOBILE SUB, 400MM2 SUB LEADS; 1 KIT - 3 TERMINATIONS PER KIT; | Substation
23182 | TERMINATION,ELECTRICAL POWER CABLE | INSULATED DEAD BREAK SEPERABLE; CONNECTOR (STRAIGHT); SET OF 3; TO SUIT ANSI; 600 PROFILE; TO SUIT 11 KV 400SQMM AL TRIPLEX CABLE; C/'W EARTHING KIT; | Substation
23181 | TERMINATION,ELECTRICAL POWER CABLE | ELBOW; TERMINATION POWER CABLE; INSULATED DEAD BREAK SCREENED; SEPERABLE CONNECTORS (ELBOWS); SET 3; SUIT ANSI 600 SERIES PROFILE; TO SUIT | Substation
23178 | TERMINATION,ELECTRICAL POWER CABLE | 36 KV; OUTDOOR; NO VOLTAGE TAP; TO SUIT; TYPE 3 SOCKET; FOR 33 KV 185 SQMM CU; XLPE/LY/HDPE; OLEX PART NO. XNQP25RP001; 3PH SET; | U/G Equipment
23151 | TERMINATION,ELECTRICAL POWER CABLE | 36 KV; OUTDOOR; NO VOLTAGE TAP; TO SUIT; TYPE 3 SOCKET; FOR 33 KV 400 SQMM CU; XLPE/LY/HDPE; OLEX PART NO. XNQP28RP001; 3PH SET; | Substation
22821 | TERMINATION,ELECTRICAL POWER CABLE | 36 KV;OUTDOOR;NO VOLTAGE TAP;TO SUIT TYPE 3 SOCKET;FOR 33 KV 800 SQ MM S/C CU XLPE/LAT/MDPE;ILJIN DESIGN NO.110615-02S ;3 PH SET; | U/G Equipment
22385 | TERMINATION,ELECTRICAL POWER CABLE | 33 KV;OUTDOOR;3 PHASE;FOR SC 1000 SQ MM WB AL XLPE/WBT/CWS/WBT/LAT/LLDPE/ MDPE;19/33 KV CABLE FROM MIDLAND METALS ;HEATSHRINK;C/W POLYLAM EARTHING KIT; | U/G Equipment
22383 | TERMINATION,ELECTRICAL POWER CABLE | 72 KV;PLUG-IN SEPARABLE CONNECTORS; 3 PHASE;TO SUIT 33 KV GIS SWITCHGEAR;W/- TYPE 4 SOCKET;PLUG TO FIT SC 1000 SQ MM WB AL XLPE/WBT/CWS/WBT/LAT/LLDPE/ | U/G Equipment
22378 | TERMINATION,ELECTRICAL POWER CABLE | 11 KV;OUTDOOR;3 PHASE;HEATSHRINK;TO SUIT 3 X 1 CORE,400 SQ MM AL XLPE/CWS/ MDPE CABLE;C/W SHEAR BOLT LUGS (TINNED ALUMINIUM ALLOY);JW'S TRIAL ON WHITESIDE | U/G Equipment
22377 | TERMINATION,ELECTRICAL POWER CABLE | 11 KV;INDOOR;3 PHASE;HEATSHRINK;TO SUIT 3 X 1 CORE,400 SQ MM AL XLPE/CWS/MDPE CABLE;C/W SHEAR BOLT LUGS;(TINNED ALUMINIUM ALLOY); | U/G Equipment
22231 | TERMINATION,ELECTRICAL POWER CABLE | CABLE TERMINATION;LV;INDOOR;HEATSHRINK; SUIT 4C 70 SQ MM STRANDED CU XLPE/PVC/ HDPE;C/W BI-METAL MECHANICAL SHEAR BOLT CONNECTORS-NARROW PALM; | U/G Equipment
22227 | TERMINATION,ELECTRICAL POWER CABLE | CABLE TERMINATION;LV;INDOOR;HEATSHRINK ;SUITS 1C 300 SQ MM STRANDED CU XLPE/PVC ;C/W BI-METAL MECHANICAL SHEAR BOLT CONNECTORS-NARROW PALM;PACK OF 1, | U/G Equipment
22226 | TERMINATION,ELECTRICAL POWER CABLE | CABLE TERMINATION;LV;OUTDOOR; HEATSHRINK;SUIT 1C 300 SQ MM STRANDED CU XLPE/PVC;C/W BI-METAL MECHANICAL SHEAR BOLT CONNECTORS-NARROW PALM; | U/G Equipment
22145 | TERMINATION,ELECTRICAL POWER CABLE | 145 KV;INDOOR GIS CABLE TERMINATION,PLUG IN CONNECTOR ONLY;SINGLE PHASE;DRY TYPE;SHORT VERSION;CLICK-FIT;650 KV BIL; C/W CRIMP CONNECTOR;FOR 1600 SQ MM | U/G Equipment
22144 | TERMINATION,ELECTRICAL POWER CABLE | 145 KV;INDOOR GIS CABLE TERMINATION,PLUG IN CONNECTOR ONLY;SINGLE PHASE;DRY TYPE;SHORT VERSION;CLICK-FIT;650 KV BIL; C/W CRIMP CONNECTOR;FOR 1200 SQ MM | U/G Equipment
22141 | TERMINATION,ELECTRICAL POWER CABLE | 145 KV;INDOOR GIS CABLE TERMINATION,PLUG IN CONNECTOR ONLY;SINGLE PHASE;DRY TYPE;SHORT VERSION;CLICK-FIT;650 KV BIL; C/W CRIMP CONNECTOR;FOR 800 SQ MM | U/G Equipment
22138 | TERMINATION,ELECTRICAL POWER CABLE | 145 KV;INDOOR GIS CABLE TERMINATION,PLUG IN CONNECTOR ONLY;SINGLE PHASE;DRY TYPE ;SHORT VERSION;CLICK-FIT;650 KV BIL;C/W CRIMP CONNECTOR;FOR 400 SQ MM STRANDED | U/G Equipment
20410 | TERMINATION,ELECTRICAL POWER CABLE | 11 KV;INDOOR TERMINATION;3 PHASE;FOR 300 SQ MM CU PLY/HDPE CABLE;HEATSHRINK; 800 MM MIN TAIL LENGTHS WITH CT'S;TO AS/ NZS 4805 PART 2;C/W COMPRESSION LUGS; | U/G Equipment
20498 | TERMINATION,ELECTRICAL POWER CABLE | 11 KV;INDOOR TERMINATION;3 PHASE;FOR 400 SQ MM CU PLY/HDPE CABLE;HEATSHRINK; 800 MM MIN TAIL LENGTHS WITH CT'S;TO AS/ NZS 4805 PART 2;C/W COMPRESSION LUGS; | U/G Equipment
20409 | TERMINATION,ELECTRICAL POWER CABLE | 11 KV;OUTDOOR TERMINATION;3 PHASE;FOR 35 SQ MM AL XLPE/PVC/HDPE CABLE; HEATSHRINK;800 MM MIN TAIL LENGTHS;TO AS/NZS 4805 PART 1;C/W BI-METAL SHEAR | U/G Equipment
20408 | TERMINATION,ELECTRICAL POWER CABLE | 11 KV;INDOOR TERMINATION;3 PHASE;FOR 35 SQ MM AL XLPE/PVC/HDPE CABLE;HEATSHRINK ;450 MM MAX TAIL LENGTHS WITHOUT CT'S; AS/NZS 4805 PART 1;C/W BI-METAL SHEAR | U/G Equipment
20407 | TERMINATION,ELECTRICAL POWER CABLE | 11 KV;INDOOR TERMINATION;3 PHASE;FOR 35 SQ MM AL XLPE/PVC/HDPE CABLE;HEATSHRINK ;1200 MM MIN TAIL LENGTHS WITH CT'S;TO AS/NZS 4805 PART 1;C/W BI-METAL SHEAR | U/G Equipment
20406 | TERMINATION,ELECTRICAL POWER CABLE | 11 KV;OUTDOOR TERMINATION;3 PHASE;FOR 95 SQ MM AL XLPE/PVC/HDPE CABLE; HEATSHRINK;800 MM MIN TAIL LENGHTS;TO AS /NZS 4805 PART 1;C/W BI-METAL SHEAR | U/G Equipment
20405 | TERMINATION,ELECTRICAL POWER CABLE | 11 KV;INDOOR TERMINATION;3 PHASE;FOR 95 SQ MM AL XLPE/PVC/HDPE CABLE;HEATSHRINK ;450 MM MAX TAIL LENGTHS WITHOUT CT'S;TO AS/NZS 4805 PART 1;C/W BI-METAL SHEAR | U/G Equipment
20404 | TERMINATION,ELECTRICAL POWER CABLE | 11 KV;INDOOR TERMINATION;3 PHASE;FOR 95 SQ MM AL XLPE/PVC/HDPE CABLE; HEATSHRINK;1200 MM MIN TAIL LENGTHS WITH CT'S;TO AS/NZS 4805 PART 1;C/W BI-METAL | U/G Equipment
20403 | TERMINATION,ELECTRICAL POWER CABLE | 11 KV;OUTDOOR TERMINATION;3 PHASE;FOR 185-240 SQ MM AL & CU XLPE/CWS/PVC/HDPE CABLE;HEAT HRINK;800 MM MIN TAIL LGTHS TO AS/NZS 4805 PART 1;C/W BI-METAL | U/G Equipment
20402 | TERMINATION,ELECTRICAL POWER CABLE | 11 KV;INDOOR TERMINATION;3 PHASE;FOR 185-240 SQ MM AL & CU XLPE/CWS/PVC/HDPE CABLE;HEAT SHRINK;450 MM MAX TAIL LGTHS WITHOUT CT'S;TO AS/NZS 4805 PART 1;C/W | U/G Equipment
20401 | TERMINATION,ELECTRICAL POWER CABLE | 11 KV;INDOOR TERMINATION;3 PHASE;FOR 185-240 SQ MM AL & CU XLPE/CWS/PVC/HDPE CABLE;HEAT SHRINK;1200 MM MIN TAIL LGTHS WITH CT'S;TO AS/NZS 4805 PART 1;C/W | U/G Equipment
20587 | TERMINATION,ELECTRICAL POWER CABLE | 33 KV;FOR 185 SQ MM S/C CU PLY/HDPE CABLE;HEAT SHRINK;3 PHASE;INDOOR TERMINATION;TO AS/NZS 4805 PART 2;C/W FULLY SEALED LONG BARREL TINNED CU | U/G Equipment
20585 | TERMINATION,ELECTRICAL POWER CABLE | 33 KV;FOR 400 SQ MM S/C CU PLY/HDPE CABLE;HEAT SHRINK;3 PHASE;INDOOR TERMINATION;TO AS/NZS 4805 PART 2;C/W FULLY SEALED LONG BARREL TINNED CU | U/G Equipment
20582 | TERMINATION,ELECTRICAL POWER CABLE | 33 KV;FOR 185 SQ MM S/C CU XLPE/LY/HDPE CABLE;HEATSHRINK;3 PHASE;OUTDOOR TERMINATION;TO AS/NZS 4805 PART 2;C/W FULLY SEALED LONG BARREL TINNED CU | U/G Equipment
20581 | TERMINATION,ELECTRICAL POWER CABLE | 33 KV;FOR 400 SQ MM S/C CU XLPE/LY/HDPE CABLE;HEAT SHRINK;3 PHASE;INDOOR TERMINATION;TO AS/NZS 4805 PART 1;C/W FULLY SEALED LONG BARREL TINNED CU | U/G Equipment
20580 | TERMINATION,ELECTRICAL POWER CABLE | 33 KV;FOR 400 SQ MM S/C CU XLPE/LY/HDPE CABLE;HEATSHRINK;3 PHASE;OUTDOOR TERMINATION;TO AS/NZS 4805 PART 2;C/W FULLY SEALED LONG BARREL TINNED CU | U/G Equipment
20579 | TERMINATION,ELECTRICAL POWER CABLE | 33 KV;FOR 630 SQ MM S/C CU XLPE/LY/HDPE CABLE;HEAT SHRINK;3 PHASE INDOOR TERMINATION;TO AS/NZS 4805 PART 1;C/W FULLY SEALED LONG BARREL TINNED CU | U/G Equipment
20578 | TERMINATION,ELECTRICAL POWER CABLE | 33 KV;FOR 630 SQ MM S/C CU XLPE/LY/HDPE CABLE;HEAT SHRINK;3 PHASE;OUTDOOR TERMINATION;TO AS/NZS 4805 PART 2;C/W FULLY SEALED LONG BARREL TINNED CU | U/G Equipment
20577 | TERMINATION,ELECTRICAL POWER CABLE | 33 KV;FOR 800 SQ MM S/C CU XLPE/LY/HDPE CABLE;HEAT SHRINK;3 PHASE;INDOOR TERMINATION;TO AS/NZS 4805 PART 1;C/W FULLY SEALED LONG BARREL TINNED CU | U/G Equipment
20576 | TERMINATION,ELECTRICAL POWER CABLE | 33 KV;FOR 800 SQ MM S/C CU XLPE/LY/HDPE CABLE;HEAT SHRINK;3 PHASE;OUTDOOR TERMINATION;TO AS/NZS 8405 PART 2;C/W FULLY SEALED LONG BARREL TINNED CU | U/G Equipment
20596 | TERMINATION,ELECTRICAL POWER CABLE | 145 KV;INDOOR;SF6 IMMERSED SEALING UNIT ;1 PHASE;FOR 2000 SQ MM CU XLPE/CCU/PVC/ HDPE CABLE;MILLIKEN STRANDING;TO IEC 60859 WITH DIMENSIONS AS SPECIFIED IN | U/G Equipment
20595 | TERMINATION,ELECTRICAL POWER CABLE | 145 KV;OUTDOOR;SEALING END WITH GREY POLYMERIC INSULATOR;1 PHASE;FOR 2000 SQ MM CU XLPE/CCU/PVC/HDPE CABLE; MILLIKEN STRANDING;TO IEC 60840;MINIMUM | U/G Equipment
20601 | TERMINATION,ELECTRICAL POWER CABLE | 145 KV;OUTDOOR;SEALING END WITH GREY POLYMERIC INSULATOR;1 PHASE;FOR 1000 SQ MM CU XLPE/LY/CU SCR/PVC/HDPE CABLE; MILLIKEN STRANDING;TO IEC 60840;MINIMUM | U/G Equipment
20604 | TERMINATION,ELECTRICAL POWER CABLE | 110 KV; OUTDOOR SEALING END; 1 PHASE; FOR ILJIN 800 SQ MM CU XLPE/CCU/MDPE CABLE MILLIKEN STRANDING; POLYMERIC INSULATOR; BIL 650 KV; PACK OF 1; SUITS | U/G Equipment
19747 | TERMINATION,ELECTRICAL POWER CABLE | 11 KV;INDOOR KIT;3 PHASE;FOR 300 SQ MM CU PILC CABLE;CONNECT TO HAZEMEYER MD4 SWITCHGEAR; | Switchgear
19724 | TERMINATION,ELECTRICAL POWER CABLE | 63.5/110 KV;OIL IMMERSED;SINGLE PHASE; 0.25 SQ IN;COPPER CONDUCTOR;FLUID FILLED ;PAPER INSULATED CABLE;POWERLINK ASSET, HELD AT SWANBANK STATION TRANS; | Substation
19543 | TERMINATION,ELECTRICAL POWER CABLE | 158/275 KV;OUTDOOR;SINGLE PHASE;FOR ELECTRICAL POWER CABLE;1200 SQ MM COPPER COND;XLPE INSULATED;S/S SHEATHED CABLE; POWERLINK ASSET,HELD FOR U/G SECTION OF | Substation
19542 | TERMINATION,ELECTRICAL POWER CABLE | 63.5/110 KV;OUTDOOR;SINGLE PHASE;FOR ELECTRICAL POWER CABLE;800 SQ MM COPPER CONDUCTOR;XLPE INSULATED;LEAD SHEATHED CABLE;POWERLINK ASSET,HELD FOR U/G | Substation
19371 | TERMINATION,ELECTRICAL POWER CABLE | 11 KV;INDOOR KIT;3 PHASE;FOR 185 SQ MM COPPER XLPE CABLE;HEATSHRINK;1200 MM TAIL LENGTH TO ACCOMODATE CT'S; | U/G Equipment
19235 | TERMINATION,ELECTRICAL POWER CABLE | 33 KV;TRIFURCATING TERMINAL BOX;OIL FILLED; | U/G Equipment
19207 | TERMINATION,ELECTRICAL POWER CABLE | 11 KV;INDOOR KIT;3 PHASE;FOR 185 SQ MM COPPER XLPE CABLE;HEATSHRINK;650 MM TAIL LENGTH; | U/G Equipment
18462 | TERMINATION,ELECTRICAL POWER CABLE | 11 KV;TERMINATION KIT;95 SQ MM TO 185 SQ MM PLY NON-ARMOURED CABLE; | Substation
17762 | TERMINATION,ELECTRICAL POWER CABLE | 11 KV;PRESSURE RESISTANT OUTDOOR TERMINATION;3 PHASE;FOR 240 SQ MM & 300 SQ MM COPPER & ALUMINIUM CONDUCTOR SCREENED PLYSWS;COLD SHRINK;800 MM LG; | U/G Equipment
17760 | TERMINATION,ELECTRICAL POWER CABLE | 11 KV;PRESSURE RESISTANT OUTDOOR TERMINATION;3 PHASE;FOR 25 SQ MM COPPER CONDUCTOR SCREENED PLYSWS;COLD SHRINK; 800 MM LG; | U/G Equipment
17759 | TERMINATION,ELECTRICAL POWER CABLE | 11 KV;OUTDOOR TERMINATION;3 PHASE;FOR 240 SQ MM ALUMINIUM XLPE CONDUCTOR; COLD SHRINK;800 MM LG; | U/G Equipment
17758 | TERMINATION,ELECTRICAL POWER CABLE | 11 KV;OUTDOOR TERMINATION;3 PHASE;FOR 95 SQ MM ALUMINIUM XLPE CONDUCTOR; COLD SHRINK;800 MM LG; | U/G Equipment
17676 | TERMINATION,ELECTRICAL POWER CABLE | 11 KV;INDOOR KIT;3 PHASE;FOR 240 SQ MM TO 300 SQ MM CU & AL COND;SCREENED PLYPVC CABLE;HEATSHRINK;U/W STOCK CODE 17707 & 17708; | U/G Equipment
17672 | TERMINATION,ELECTRICAL POWER CABLE | 11 KV;INDOOR KIT;3 PHASE;95 SQ MM TO 185 SQ MM CU & AL COND;SCREENED PLYPVC CABLE ;HEATSHRINK;U/W STOCK CODE 17702,17703, 17704 & 17705; | U/G Equipment
24929 | TERMINATION,ELECTRICAL POWER CABLE | 33KV; OUTDOOR; 3 PHASE FOR 1000 SQ MM WB AL XLPE CABLE; RE-SKIN KIT; EXCLUDES LUGS; RE-SKIN KIT FOR 33KV TERMINATIONS; | U/G Equipment
22061 | TERMINATION,ELECTRICAL POWER CABLE | 11 KV;OUTDOOR;HEATSHRINK TERMINATION; 10 SQ MM - 35 SQ MM CU OR AL " TRIPLEX XLPE CABLE & HVABC "; | U/G Equipment
20456 | TERMINATION,ELECTRICAL POWER CABLE | 11 KV;OUTDOOR;HEATSHRINK TERMINATION; 95 SQ MM-240 SQ MM CU OR AL TRIPLEX XLPE CABLE & HVABC;PACK OF 1,PACK WEIGHT 3 KG; | U/G Equipment
20455 | TERMINATION,ELECTRICAL POWER CABLE | 11 KV;INDOOR WITH & WITHOUT CT'S; HEATSHRINK TERMINATION;FOR 95 SQ MM- 240 SQ MM CU OR AL TRIPLEX XLPE CABLE;PACK OF 1,PACK WEIGHT 1.8 KG; | U/G Equipment
21707 | TERMINATION,ELECTRICAL POWER CABLE | HEATSHRINK;LV POLE TOP TERMINATION KIT; FOR TERMINATION OF 4 X 240 SQ MM AL TO 4 X 120 SQ MM CU LV CABLES;TO REPLACE POLE TOP CAN TERMINATIONS; | Substation
20358 | TERMINATION,ELECTRICAL POWER CABLE | CABLE TERMINATION;LV;INDOOR & OUTDOOR; HEATSHRINK;SUIT 3.5 C,185 SQ MM CU XLPE/ SWA/HDPE;C/W SHEAR BOLT LUGS & EARTH BRAID;INSTALLATION INSTRUCTION EPP- | U/G Equipment
20546 | TERMINATION,ELECTRICAL POWER CABLE | INDOOR & OUTDOOR TERMINATION;SUIT 4 CORE CABLE;35-150 SQ MM XLPE/PVC STRANDED OR SOLID CONDUCTOR;HEATSHRINK; C/W TINNED SHEAR BOLT LUGS(NARROW PALM); | U/G Equipment
20554 | TERMINATION,ELECTRICAL POWER CABLE | TO SUIT 16 SQ MM 4 CORE CU XLPE/PVC;LV OUTDOOR TERMINATION;HEATSHRINK;C/W BI-METAL NARROW PALM SHEAR BOLT LUGS; PACK OF 1,PACK WEIGHT 0.8 KG; | U/G Equipment
20553 | TERMINATION,ELECTRICAL POWER CABLE | TO SUIT 16 SQ MM 4 CORE CU PLY/SWS/LV INDOOR TERMINATION;HEATSHRINK;C/W BI-METAL NARROW PALM SHEAR BOLT LUGS; PACK OF 1,PACK WEIGHT 0.6 KG; | U/G Equipment
20548 | TERMINATION,ELECTRICAL POWER CABLE | TO SUIT 25-70 SQ MM 4 CORE CU PLY/HDPE & PLY/SWS;LV INDOOR & OUTDOOR TERMINATION;HEATSHRINKLC/W BI-METAL NARROW PALM SHEAR BOLT LUGS;PACK OF | U/G Equipment
20544 | TERMINATION,ELECTRICAL POWER CABLE | TO SUIT 185 SQ MM 3.5 CORE CU PLY/HDPE & PLY/SWS;LV OUTDOOR TERMINATION; HEATSHRINK;C/W BI-METAL NARROW PALM SHEAR BOLT LUGS;PACK OF 1,PACK WEIGHT | U/G Equipment
21319 | TERMINATION,ELECTRICAL POWER CABLE | 11 KV;CORRIGATED;HV/NON HEATSHRINK; WITH COLLAR FOR 31 MM TO 45 MM BUSHING/ BUSBAR;FOR 35 TO 400 SQ MM CABLE TERMINATIONS TO ABB SAFELINK RMU'S; | U/G Accessories
20540 | TERMINATION,ELECTRICAL POWER CABLE | CABLE TERMINATION;LV;INDOOR & OUTDOOR; HEATSHRINK;SUIT 4 C 240 SQ MM AL XLPE/ PVC STRANDED OR SOLID;C/W 4 X SHEAR BOLT LUGS;PACK OF 1,PACK WEIGHT 2 KG; | U/G Equipment
20439 | TERMINATION,ELECTRICAL POWER CABLE | 11 KV;OUTDOOR TERMINATION;3 PHASE;FOR 400 SQ MM CU PLYPVC CABLE;HEATSHRINK; 800 MM MIN TAIL LENGTHS;TO AS/NZS 4805 PART 2;C/W COMPRESSION LUGS;PACK OF | U/G Equipment
20438 | TERMINATION,ELECTRICAL POWER CABLE | 11 KV;INDOOR TERMINATION;3 PHASE;FOR 400 SQ MM S/C CU PLYPVC CABLE;HEATSHRINK ;650 MM MIN TAIL LENGTHS;TO AS/NZS 4805 PART 2;C/W COMPRESSION LUGS;PACK OF | U/G Equipment
20437 | TERMINATION,ELECTRICAL POWER CABLE | 11 KV;OUTDOOR TERMINATION;3 PHASE;FOR 630 SQ MM S/C CU XLPE/CWS/PVC/HDPE CABLE;HEATSHRINK;800 MM MIN TAIL LENGTHS;TO AS/NZS 4805 PART1;C/W | U/G Equipment
20435 | TERMINATION,ELECTRICAL POWER CABLE | 11 KV;INDOOR TERMINATION;3 PHASE;FOR 630 SQ MM S/C CU XLPE/CWS/PVC/HDPE CABLE;HEATSHRINK;1200 MM MIN TAIL LENGTHS WITH CT'S;TO AS/NZS 4805 PART 1; | U/G Equipment
20433 | TERMINATION,ELECTRICAL POWER CABLE | 11 KV;INDOOR TERMINATION;3 PHASE;FOR 630 SQ MM S/C CU PLYPVC CABLE;HEATSHRINK ;650 MM MIN TAIL LENGTHS;TO AS/NZS 4805 PART 2;C/W COMPRESSION LUGS;PACK OF | U/G Equipment
20505 | TERMINATION,ELECTRICAL POWER CABLE | 11 KV;OUTDOOR TERMINATION;3 PHASE;FOR 800 SQ MM S/C CU XLPE/CWS/PVC/HDPE CABLE;HEATSHRINK;800 MM MIN TAIL LENGTHS ;TO AS/NZS 4805 PART 1;C/W BI-METAL | U/G Equipment
20504 | TERMINATION,ELECTRICAL POWER CABLE | 11 KV;INDOOR TERMINATION;3 PHASE;FOR 800 SQ MM S/C CU XLPE/CWS/HDPE CABLE; HEATSHRINK;450 MM MAX TAIL LENGTHS WITHOUT CT'S;TO AS/NZS 4805 PART 1;C/W | U/G Equipment
20503 | TERMINATION,ELECTRICAL POWER CABLE | 11 KV;INDOOR TERMINATION;3 PHASE;FOR 800 SQ MM S/C CU XLPE/CWS/PVC/HDPE CABLE;HEATSHRINK;1200 MM MIN TAIL LENGTHS WITH CT'S;TO AS/NZS 4805 PART 1; | U/G Equipment
20502 | TERMINATION,ELECTRICAL POWER CABLE | 11 KV;OUTDOOR TERMINATION;3 PHASE;FOR 1000 SQ MM CU PLYPVC CABLE;HEATSHRINK; 800 MM MIN TAIL LENGTHS;TO AS/NZS 4805 PART 2;C/W COMPRESSION LUGS;PACK OF | U/G Equipment
20432 | TERMINATION,ELECTRICAL POWER CABLE | 11 KV;OUTDOOR TERMINATION;3 PHASE;FOR 25 SQ MM CU PLY/HDPE & PLYSWS CABLE; HEATSHRINK;800 MM MIN TAIL LENGTHS;TO AS /NZS 4805 PART 2;C/W COMPRESSION LUGS; | U/G Equipment
20431 | TERMINATION,ELECTRICAL POWER CABLE | 11 KV;INDOOR TERMINATION;3 PHASE;FOR 25 SQ MM CU PLY/HDPE & PLYSWS CABLE; HEATSHRINK;650 MM MIN TAIL LENGTHS;TO AS /NZS 4805 PART 2;C/W COMPRESSION LUGS; | U/G Equipment
20430 | TERMINATION,ELECTRICAL POWER CABLE | 11 KV;INDOOR TERMINATION;3 PHASE;FOR 25 SQ MM CU PLYSWS CABLE;HEATSHRINK; 800 MM MIN TAIL LENGTHS WITH CT'S;TO AS/ NZS 4805 PART 2;C/W COMPRESSION LUGS; | U/G Equipment
20501 | TERMINATION,ELECTRICAL POWER CABLE | 11 KV;OUTDOOR TERMINATION;3 PHASE;FOR 95 SQ MM CU PLYSWS CABLE;HEATSHRINK; 800 MM MIN TAIL LENGTHS;TO AS/NZS 4805 PART 2;C/W COMPRESSION LUGS;PACK OF | U/G Equipment
20427 | TERMINATION,ELECTRICAL POWER CABLE | 11 KV;INDOOR TERMINATION;3 PHASE;FOR 95 SQ MM CU PLY/HDPE & PLYSWS CABLE; HEATSHRINK;800 MM MIN TAIL LENGTHS WITH CT'S;TO AS/NZS 4805 PART 2;C/W | U/G Equipment
20500 | TERMINATION,ELECTRICAL POWER CABLE | 11 KV;OUTDOOR TERMINATION;3 PHASE;FOR 120 SQ MM AL PLYSWPVC CABLE;HEATSHRINK; 800 MM MIN TAIL LENGTHS;TO AS/NZS 4805 PART 2;C/W COMPRESSION LUGS;PACK OF | U/G Equipment
20426 | TERMINATION,ELECTRICAL POWER CABLE | 11 KV;INDOOR TERMINATION;3 PHASE;FOR 120 SQ MM AL PLYSWS CABLE;HEATSHRINK; 800 MM MIN TAIL LENGTHS WITH CT'S;TO AS/ NZS 4805 PART 2;C/W COMPRESSION LUGS; | U/G Equipment
20499 | TERMINATION,ELECTRICAL POWER CABLE | 11 KV;INDOOR TERMINATION;3 PHASE;FOR 161 SQ MM CU PLYSWS CABLE;HEATSHRINK; 800 MM MIN TAIL LENGTHS WITH CT'S;TO AS/ NZS 4805 PART 2;C/W COMPRESSION LUGS; | U/G Equipment
20419 | TERMINATION,ELECTRICAL POWER CABLE | 11 KV;OUTDOOR TERMINATION;3 PHASE;FOR 185 SQ MM CU PLY/HDPE CABLE;HEATSHRINK; 800 MM MIN TAIL LENGTHS;TO AS/NZS 4805 PART 2;C/W COMPRESSION LUGS;PACK OF | U/G Equipment
20418 | TERMINATION,ELECTRICAL POWER CABLE | 11 KV;INDOOR TERMINATION;3 PHASE;FOR 185 SQ MM CU PLY/HDPE CABLE;HEATSHRINK; 650 MM MIN TAIL LENGTHS;TO AS/NZS 4805 PART 2;C/W COMPRESSION LUGS;PACK OF | U/G Equipment
20417 | TERMINATION,ELECTRICAL POWER CABLE | 11 KV;INDOOR TERMINATION;3 PHASE;FOR 185 SQ MM CU PLY/HDPE CABLE;HEATSHRINK; 800 MM MIN TAIL LENGTHS WITH CT'S;TO AS/ NZS 4805 PART 2;C/W COMPRESSION LUGS; | U/G Equipment
20416 | TERMINATION,ELECTRICAL POWER CABLE | 11 KV;OUTDOOR TERMINATION;3 PHASE;FOR 240 SQ MM CU PLY/HDPE CABLE;HEATSHRINK; 800 MM MIN TAIL LENGTHS;TO AS/NZS 4805 PART 2;C/W COMPRESSION LUGS;PACK OF | U/G Equipment
20415 | TERMINATION,ELECTRICAL POWER CABLE | 11 KV;INDOOR TERMINATION;3 PHASE;FOR 240 SQ MM CU PLY/HDPE CABLE;HEATSHRINK; 650 MM MIN TAIL LENGTHS;TO AS/NZS 4805 PART 2;C/W COMPRESSION LUGS;PACK OF | U/G Equipment
20414 | TERMINATION,ELECTRICAL POWER CABLE | 11 KV;INDOOR TERMINATION;3 PHASE;FOR 240 SQ MM CU PLY/HDPE CABLE;HEATSHRINK; 800 MM MIN TAIL LENGTHS WITH CT'S;TO AS/ NZS 4805 PART 2;C/W COMPRESSION LUGS; | U/G Equipment
20413 | TERMINATION,ELECTRICAL POWER CABLE | 11 KV;INDOOR TERMINATION;3 PHASE;FOR 300 SQ MM AL PLY/HDPE CABLE;HEATSHRINK; 800 MM MIN TAIL LENGTHS WITH CT'S;TO AS/ NZS 4805 PART 2;C/W COMPRESSION LUGS; | U/G Equipment
20412 | TERMINATION,ELECTRICAL POWER CABLE | 11 KV;OUTDOOR TERMINATION;3 PHASE;FOR 300 SQ MM CU PLY/HDPE CABLE;HEATSHRINK; 800 MM MIN TAIL LENGTHS;TO AS/NZS 4805 PART 2;C/W COMPRESSION LUGS;PACK OF | U/G Equipment
20411 | TERMINATION,ELECTRICAL POWER CABLE | 11 KV;INDOOR TERMINATION;3 PHASE;FOR 300 SQ MM CU PLY/HDPE CABLE;HEATSHRINK; 650 MM MIN TAIL LENGTHS;TO AS/NZS 4805 PART 2;C/W COMPRESSION LUGS;PACK OF | U/G Equipment
17658 | TERMINATION,ELECTRICAL POWER CABLE | 11 KV;INDOOR;3 PHASE;FOR 95 SQ MM AL XLPE CABLE;HEATSHRINK;MIN 1200 TAILS;U/W STOCK CODE 17661; | U/G Equipment
17657 | TERMINATION,ELECTRICAL POWER CABLE | 11 KV;INDOOR;3 PHASE;FOR 35 SQ MM AL XLPE CABLE;HEATSHRINK;MIN 1200 TAILS;U/W STOCK CODE 17660; | U/G Equipment
17655 | TERMINATION,ELECTRICAL POWER CABLE | 11 KV;INDOOR;3 PHASE;FOR 95 SQ MM AL XLPE CABLE;HEATSHRINK;MIN 600 TAILS;U/W STOCK CODE 17661; | U/G Equipment
17654 | TERMINATION,ELECTRICAL POWER CABLE | 11 KV;INDOOR;3 PHASE;FOR 35 SQ MM AL XLPE CABLE;HEATSHRINK;MIN 550 TAILS;U/W STOCK CODE 17660; | U/G Equipment
17147 | TERMINATION,ELECTRICAL POWER CABLE | LV;HEATSHRINK LIVE END JOINT TO SUIT 16 SQ MM TO 25 SQ MM CU PLY CABLE; PACK OF 1,PACK WEIGHT 2 KG; | U/G Equipment
17146 | TERMINATION,ELECTRICAL POWER CABLE | LV;HEATSHRINK LIVE END JOINT;TO SUIT 70 SQ MM TO 185 SQ MM CU PLY CABLE; PACK OF 1,PACK WEIGHT 2 KG; | U/G Equipment
6912 | TERMINATION,ELECTRICAL POWER CABLE | 33 KV;OUTDOOR;SINGLE PHASE;FOR 150 SQ MM ,COPPER CONDUCTOR,GAS FILLED CABLE;ETHOX ,PORCELAIN;GLOVERS LATER TYPE; | U/G Equipment
429491 | TERMINATION,PREFORMED | FT, 3/2.75 SC/AC, 3/12 AL CLAD STEEL (P50) (SCM); | Line Hardware
21107 | TEST KIT | RMU TESTER;PROVE NOT LIVE & PHASING UNIT; | Hardware & Tools
22534 | TEST KIT | Digital Micro Ohm Meter Kit, 4 Terminal, 240V Mains or Battery Powered, 10amp Test Current, Range 0.1 micro-ohm to 2500 micro-ohm | Hardware & Tools
23390 | TEST KIT | FIELD TEST EQUIP SCHNIEDER;FOR USE IN SITU TESTING OF SCHNEIDER RECLOSERS AND LOAD BREAK SWITCH WITH ADVC2 CONTROLLER ADVC-UL-INT/FT-FV-230-GPO-LRG-ENG-ADVC | Switchgear Distribution
2483295 | TEST KIT | Rapid Oral Fluid Self-Test Device, to detect COVID-19 in Saliva, TGA Approved | HS & PPE
2483857 | TEST KIT | Rapid Oral Fluid Self-Test (V-Chek) to detect COVID-19 Saliva (Lollipop Test Self-Test Kit), TGA Approved | HS & PPE
2483832 | TEST KIT | Rapid Antigen Nasal Self-Test Device, to Detect COVID-19 (SARS-CoV-2, Influenza A&B Combo Detection), ARTG approval #443914 (1 Pack contains 5 x Tests) | HS & PPE
922534 | TEST KIT | DIGITAL MICRO OHM METER KIT;4 TERMINAL; 240 V MAINS OR BATTERY POWERED;10 AMP TEST CURR;RANGE 0.1 MICRO-OHM TO 2500 MICRO-OHM;RECHARGEABLE 6 V;7 A/H | Tools & Equipment
22603 | TEST KIT,ALCOHOL | Disposable Self-Test, Breathalyser, Indicates Blood Alcohol Concentration above or below 0.05 | HS & PPE
22602 | TEST KIT,DRUG | On-site Oral Fluid Test Kit, used to Detect Drugs in Saliva (Box of 25) | HS & PPE
2647 | TEST LAMP LEAD ASSEMBLY. | LOW VOLTAGE TEST LAMP;240 V/415 V; 2 X 15 W LAMPS (SC5264);C/W FLAT FIXED PROBE ON ASSEMBLY & 125 MM LG ROUND REMOVABLE PROBE TLP100;PACK IN CARTON; | Hardware & Tools
22156 | TEST PAPER & CHART,PH | FI1101 Indicator Sticks, pH 0-14 Scale, to Test pH/Alkaline Levels in Waste Water, Cylinder of 100 | Hardware & Tools
20803 | TEST PROBE,EXTENSION | CABLE TEST PROBE;TO SUIT LUCY SWITCHGEAR; TRIDENT FRMU (INCLUDING FRMU-TE) RMU'S; | Misc Non-Contract Items
25316 | TEST PROBE,EXTENSION | Voltage Detector Indoor Ext Probe; To Suit Fameco 11-33KV Rated Unit Only, For Use with Indoor Switchgear & RMU's | Hardware & Tools
21081 | TEST SET | Interface Test Set Module c/w 3m Control Cable, for Simulation of NOJA OSM Recloser, Current & Voltage Output Signals | Switchgear Distribution
23409 | TEST SET | Interface, Field Test Equip, for NOJA RC10 Controller Testing c/w 10m Unarmoured Control Cable | Switchgear Distribution
923409 | TEST SET | Interface, Field Test Equip, for NOJA RC10 Controller Testing c/w 10m Unarmoured Control Cable | Switchgear Distribution
2470888 | TEST SET | Interface Test Set, for NOJA RC10ES-200 | Switchgear Distribution
2479012 | TEST SET,BATTERY | 6 to 60V DC, 3 mOhms to 3 Ohms, Backlit LCD Screen, 199 x 132 x 60.6mm, Pin Type Lead, Built-In Memory, USB Interface, c/w Carry Case | Electrical Test & Accsry Equip
2479343 | TEST SET,METER | Portable Test System, 3 Ph, Class 0.2, 10V to 300V, 1mA to 16A, 15VA per Phase, 273 x 247 x 178mm, 300V Cat III, for all meter types in EQL | Meters
R2479350 | TEST SET,METER | REFURBISHED, Portable Test System, 1 Ph, Class 0.2, 10V to 300V, 1mA to 120A, 60VA, 273 x 247 x 178mm, 300V Cat III, for 1Ph meter types in EQL | Meters
R2479343 | TEST SET,METER | REFURBISHED, Portable Test System, 3 Ph, Class 0.2, 10V to 300V, 1mA to 16A, 15VA per Phase, 273 x 247 x 178mm, 300V Cat III, for all meter types in EQL | Meters
2479350 | TEST SET,METER | Portable Test System, 1 Ph, Class 0.2, 10V to 300V, 1mA to 120A, 60VA, 273 x 247 x 178mm, 300V Cat III, for 1Ph meter types in EQL | Meters
2454395 | TEST,METER | METER, FAULT LOOP IMPEDANCE; SUPPLY LOOP IMPEDANCE METER (SLIM) SL-5215 CAT IV 600V IP54; BACKLIT DISPLAY; CARRY POUCH 3 X TEST LEADS WITH CROCODILE | Hardware & Tools
21506 | TEST,POINT | PLASTIC INSULATED TEST POINT WITH PENETRATING NEEDLE;FOR PIERCING LV ABC INSULATION;MAX JAW OPENING 25 MM; ROTATING TIGHTENING KNOB & END | Hardware & Tools
22915 | TEST,POINT | REPLACEMENT;LUCY RMU TEST POINT; PHASING & DE-ENERGISING TEST POINT REPLACEMENT FOR LUCY FRMU RMU'S; SPARE PART;PHASE OUT TEST POINT; | Misc Non-Contract Items
19321 | TESTER | BATTERY POWERED NON-RECHARGEALE; RANGE 0-2000 OHMS;4 POINT METHOD;AEMC MODEL 4620;REQUIRES 8 C ALKALINE BATTERIES;COMES AS UNIT ONLY; | Hardware & Tools
22536 | TESTER | TEST ADAPTER;FOR 12/24/36 KV-630 AMP BRANCH CONNECTORS CB & COUPLING CONNECTORS CC (ELBOWS);SET OF 3;TYPE PAK 630 M12 (L=310 MM);REFERENCE 3105012 | O/Head Line
2491751 | TESTER | DV-Power CAT-P Circuit Breaker Analyser & Timer c/w Mini USB Cable, USB Stick, Touch Pen, Transport Case | Hardware & Tools
2493179 | TESTER | MT575 Digital 10kV HV Insulation Tester, CAT IV 600V & CAT III 1000V, Insulation Test Range from 1000V to 10,000V | Electrical Test & Accsry Equip
2498863 | TESTER | Fluke 393FC 1500V Solar Clampmeter with Case | Electrical Test & Accsry Equip
2497188 | TESTER | MIT330, 1kV Insulation & Continuity Tester, Digital/Analogue Backlit Display & Range Selection, Adjustable Limits, Switch Test Probe, Test Result Storage, | Hardware & Tools
2491801 | TESTER | Live Line Rope Tester, Magnetic Base | Hardware & Tools
22859 | TESTER | DIGITAL RESIDUAL CURRENT DEVICE (RCD) TESTER;RATED TRIPPING CURRENT 10/20/30/ 200/300/500 MA;230 V + 10% - 15% (195 V - 253 V) 50 HZ;IEC 61557-1,-6;IEC | Hardware & Tools
22626 | TESTER KIT,DIGITAL GROUND RESISTANCE | EARTH TEST ACCESSORY KIT FOR AEMC 4620 GROUND RESISTANCE TESTER (SC19321); 50/25 M LEADS ON A-FRAME REEL;2 M GREEN & BLACK CONNECTING LEADS;1 M RED & BLUE | Hardware & Tools
2476786 | TESTER,CABLE IDENTIFICATION | LV Cable Tracer Amplifier Probe | Tools & Equipment
19387 | TESTER,CABLE PHASING | CABLE CORE IDENTIFIER;U/W ELECTRONIC DIODE SET SC19160; | Hardware & Tools
8687 | TESTER,ELECTRICAL LEAKAGE | POLE TESTER;C/W CASE;FOR TESTING ELECTRICAL LEAKAGE OF WOOD POLES; | Hardware & Tools
22605 | TESTER,ELECTRICAL LEAKAGE | PROVA 23;MEASURES ACTIVE (W,KW,HP); REACTIVE (VAR,KVAR) & APPARENT (VA, KVA) POWER;POWER FACTOR (PF);PHASE ANGLE; ENERGY (WH,KWH) & 1 TO 99TH HARMONICS; | Hardware & Tools
19206 | TESTER,INDICATOR | TESTER FOR RMU'S;CAPACITIVE TEST POINTS; | Electrical Test & Accsry Equip
20110 | TESTER,INDICATOR | NEON TRIP TESTER;FOR NEON FAULT INDICATOR LIGHTS;U/W SC20109 INDICATOR FAULTED CIRCUIT; | Misc Non-Contract Items
23104 | TESTER,INDICATOR | CAPACITIVE VOLTAGE INDICATOR; TYPE CAPDIS S2+; FOR USE IN SIEMENS 8DA10 36KV SWGR; | Substation
19665 | TESTER,TESTLAMP | LINESMAN TESTLAMP TESTER;FOR 15 W TESTLAMP;C/W RED/BLACK COLOUR CODED 4 MM BANANA PLUG SOCKETS & SAFETY LABEL; 15 W LAMP ONLY;TESTER FOR SC02647; | Hardware & Tools
2474583 | THERMOMETER, CLINICAL, HUMAN | Infared Forehead Thermometer, Non-Contact Measurement, Medical 32.02-42.2. | Electrical Test & Accsry Equip
16339 | THERMOMETER,INDICATING,CAPILLARY TUBE | Outdoor, Winding Temp, 0-150 Deg C Measuring & Switching Range, 4 Switches, 10m Capillary Tube with Bulb for 1 In BSP, c/w Built In Thermal Image | Tools & Equipment
16340 | THERMOMETER,INDICATING,CAPILLARY TUBE | Outdoor, Oil Temperature, 0-150 Deg C Measuring & Switching Range, 4 Switches, 10m Capillary Tube with Bulb for 1 In BSP, c/w Resistance PT 100 OHM @ 0 Deg c | Tools & Equipment
2456051 | THERMOMETER,INDICATING,INFRARED | Precise Non-contact, 190 x 111 x 48mm, Temp Range -32...380 Deg C, Backlit LCD, Hand Held c/w Type K Temp Probe, Carry Case & Operating Manual (scm) | Electrical Test & Accsry Equip
5043 | THERMOMETER,SELF-INDICATING,BIMETALLIC | 44 MM DIAL,203 MM LG STEM; 100 TO 400 DEG C;HAND HELD; | Misc Non-Contract Items
5044 | THERMOMETER,SELF-INDICATING,BIMETALLIC | 76 MM DIAL,457 MM LG STEM;0 TO 200 DEG C ;1/2 IN BSP CONNECTION,REAR ENTRY; | Misc Non-Contract Items
2492726 | THERMOMETER,SELF-INDICATING,BIMETALLIC | Eathing Transformer, AKM 47080, Side-Mount, 5? Dial | Substation Accessories
20704 | THERMOSTAT | 10 TO 60 C;1 NO CONTACT;6 AMP;250 V AC; 67 MM H X 50 MM W X 38 MM D; | Misc Non-Contract Items
21468 | THERMOSTAT | 10 TO 60 C;1 NO CONTACT;10 AMP;250 V AC; 60 MM X 33 MM X 43 MM; | Hardware & Tools
6479 | THIMBLE,ROPE | FOR WIRE ROPE;STEEL;GALV;10 MM NOM DIA; OPEN POINTS;BOX OF 1; | Misc Non-Contract Items
6484 | THIMBLE,ROPE | FOR NON METALLIC ROPE ONLY;STEEL;GALV; 16 MM NOM DIA; OPEN POINTS;PACK OF 1; | Misc Non-Contract Items
19850 | THIMBLE,ROPE | FOR WIRE ROPE;STEEL;GALV;20 MM NOM DIA; OPEN POINTS TO ENERGEX'S SPECIFICATION; | Misc Non-Contract Items
6480 | THIMBLE,ROPE | FOR WIRE ROPE;STEEL;GALV;12 MM NOM DIA; OPEN POINTS;PACK OF 100; | Misc Non-Contract Items
3982 | THINNER,PAINT PRODUCTS. | GENERAL PURPOSE LACQUER THINNER; DULUX GP DUCO 921-08102 IS TO BE U/W HAMMERTONE FAST DRYING ENAMELS, SLOW DRYING ENAMELS & LACQUERS;4 L CAN, | Dangerous Goods
3261 | THREAD,LINEN | NO 18, CORD 3; 50G REELS,STD PACK OF 1; | PPE, Hardware & Tools
104225 | TIE, PREFORMED | SIDE, NECK DIA 76MM; 3/2.75 SC/AC ARMOURED, (SCM) (P50); WHITE; | Line Hardware
104192 | TIE, PREFORMED | TOP, NECK DIA 76MM; 3/2.75 SC/AC ARMOURED, (SCM) (P50); WHITE; | Line Hardware
17799 | TIE,CONDUCTOR | SPIRAL;PVC,HIGH IMPACT,UV RESISTANT; 18.3 MM TO 22.4 MM DIA,CCT CONDUCTOR; ATTACHMENT TO INTERMEDIATE STRUCTURES; SIDE TIE;PACK OF 20,PACK WEIGHT 8 KG; | Line Hardware
17803 | TIE,CONDUCTOR | SPIRAL;PVC,HIGH IMPACT,UV RESISTANT; 18.3 MM TO 22.4 MM DIA,CCT CONDUCTOR; ATTACHMENT TO INTERMEDIATE STRUCTURES, TOP TIE;PACK OF 40,PACK WEIGHT 8 KG; | Line Hardware
5859 | TIMBER,HARDWOOD | ROUGH,UNSEASONED;F17;1.5 M LG;200 MM W; 75 MM THK;AS2082-1979; | Crossarms
2495513 | TIMBER,HARDWOOD | Untreated Pole, 14m Lg, 20kN, P14/20 | Timber Poles
2495505 | TIMBER,HARDWOOD | Untreated Pole, 14m Lg, 12kN, P14/12 | Timber Poles
2495497 | TIMBER,HARDWOOD | Untreated Pole, 14m Lg, 8kN, P14/8 | Timber Poles
2495489 | TIMBER,HARDWOOD | Untreated Pole, 14m Lg, 5kN, P14/5 | Timber Poles
2495471 | TIMBER,HARDWOOD | Untreated Pole, 12.5m Lg, 12kN, P12.5/12 | Timber Poles
2495463 | TIMBER,HARDWOOD | Untreated Pole, 12.5m Lg, 8kN, P12.5/8 | Timber Poles
2495455 | TIMBER,HARDWOOD | Untreated Pole, 12.5m Lg, 5kN, P12.5/5 | Timber Poles
2495448 | TIMBER,HARDWOOD | Untreated Pole, 11m Lg, 12kN, P11/12 | Timber Poles
2495430 | TIMBER,HARDWOOD | Untreated Pole, 11m Lg, 8kN, P11/8 | Timber Poles
2495604 | TIMBER,HARDWOOD | Untreated Pole, 18.5m Lg, 5kN, P18.5/5 | Timber Poles
2495596 | TIMBER,HARDWOOD | Untreated Pole, 17m Lg, 20kN, P17/20 | Timber Poles
2495588 | TIMBER,HARDWOOD | Untreated Pole, 17m Lg, 12kN, P17/12 | Timber Poles
2495570 | TIMBER,HARDWOOD | Untreated Pole, 17m Lg, 8kN, P17/8 | Timber Poles
2495562 | TIMBER,HARDWOOD | Untreated Pole, 17m Lg, 5kN, P17/5 | Timber Poles
2495554 | TIMBER,HARDWOOD | Untreated Pole, 15.5m Lg, 20kN, P15.5/20 | Timber Poles
2495547 | TIMBER,HARDWOOD | Untreated Pole, 15.5m Lg, 12kN, P15.5/12 | Timber Poles
2495539 | TIMBER,HARDWOOD | Untreated Pole, 15.5m Lg, 8kN, P15.5/8 | Timber Poles
2495521 | TIMBER,HARDWOOD | Untreated Pole, 15.5m Lg, 5kN, P15.5/5 | Timber Poles
2495745 | TIMBER,HARDWOOD | Untreated Pole, 23m Lg, 20kN, P23/20 | Timber Poles
2495737 | TIMBER,HARDWOOD | Untreated Pole, 23m Lg, 12kN, P23/12 | Timber Poles
2495729 | TIMBER,HARDWOOD | Untreated Pole, 23m Lg, 8kN, P23/8 | Timber Poles
2495711 | TIMBER,HARDWOOD | Untreated Pole, 21.5m Lg, 20kN, P21.5/20 | Timber Poles
2495703 | TIMBER,HARDWOOD | Untreated Pole, 21.5m Lg, 12kN, P21.5/12 | Timber Poles
2495695 | TIMBER,HARDWOOD | Untreated Pole, 21.5m Lg, 8kN, P21.5/8 | Timber Poles
2495687 | TIMBER,HARDWOOD | Untreated Pole, 21.5m Lg, 5kN, P21.5/5 | Timber Poles
2495679 | TIMBER,HARDWOOD | Untreated Pole, 20m Lg, 20kN, P20/20 | Timber Poles
2495661 | TIMBER,HARDWOOD | Untreated Pole, 20m Lg, 12kN, P20/12 | Timber Poles
2495653 | TIMBER,HARDWOOD | Untreated Pole, 20m Lg, 80kN, P20/8 | Timber Poles
2495646 | TIMBER,HARDWOOD | Untreated Pole, 20m Lg, 5kN, P20/5 | Timber Poles
2495638 | TIMBER,HARDWOOD | Untreated Pole, 18.5m Lg, 20kN, P18.5/20 | Timber Poles
2495620 | TIMBER,HARDWOOD | Untreated Pole, 18.5m Lg, 12kN, P18.5/12 | Timber Poles
2495612 | TIMBER,HARDWOOD | Untreated Pole, 18.5m Lg, 8kN, P18.5/8 | Timber Poles
2495422 | TIMBER,HARDWOOD | Untreated Pole, 11m Lg, 5kN, P11/5 | Timber Poles
2495414 | TIMBER,HARDWOOD | Untreated Pole, 9.5m Lg, 12kN, P9.5/12 | Timber Poles
2495406 | TIMBER,HARDWOOD | Untreated Pole, 9.5m Lg, 8kN, P9.5/8 | Timber Poles
2495398 | TIMBER,HARDWOOD | Untreated Pole, 9.5m Lg, 5kN, P9.5/5 | Timber Poles
2495380 | TIMBER,HARDWOOD | Untreated Pole, 8m Lg, 20kN, P8/20 | Timber Poles
2495372 | TIMBER,HARDWOOD | Untreated Pole, 8m Lg, 12kN, P8/12 | Timber Poles
21051 | TIMER,INTERVAL | RMS 2T105;0 SEC TO 990 SEC DELAYED PICKUP;30/48 V DC AUX;HR LED;FLUSH & RACK MTG; | Protection Relay
20850 | TIMER,INTERVAL | 0.3 SECS TO 30 SECS;PNEUMATIC;ATTACHES TO RELAY, SC15703;PACK SIZE 1; | Hardware & Tools
21050 | TIMER,INTERVAL | RMS 2T105;0 SEC TO 990 SEC DELAYED PICKUP;110 V DC AUX;HR LED;FLUSH & RACK MTG; | Protection Relay
12019 | TIMER,MULTIFUNCTION | TIME RANGE 0.1 SEC TO 9990 HRS; 8 MODE ELECTRONIC OPERATION;24-240 V AC OR 12-240 V DC SUPPLY;1 C/O OUTPUT CONTACT 250 V AC 3 AMP RESISTIVE | Hardware & Tools
18022 | TIMER,MULTIFUNCTION | TIME RANGE,0.1 SEC TO 100 HRS;12 V-240 V AC/DC;1 C/O OUTPUT CONTACT ,250 V,8 AMP AC RATING;RAIL MTG;PACK OF 1; | Hardware & Tools
22299 | TIMER,MULTIFUNCTION | RELAY TYPE;TIME RANGE 0.1 SEC TO 100 HRS ;12 V-240 V AC/DC;2 CO CONTACTS;250 V; 8 AMP AC AC RATING;RAIL MTG;PACK OF 1; USED IN SUBSTNS; | Misc Non-Contract Items
2483519 | TOILET,PORTABLE | Cleanwaste GO Anywhere, Packed Away 48 x 36 x 12cm, Set up 53 x 43 x 36cm, 226kg Weight Limit, 3 Fold-out Legs, to be used with Toilet Bags | Hardware & Tools
25109 | TONGS, MATERIAL LIFTING | Model 30 Pole Tong, Pole Scissors, 4.5T 45mm Opening with 6.5T Bow Shackle | Hardware & Tools
2472108 | TOOL | Deadend Applicator Tool, 430mm Lg, Steel Shaft & Applicator, Chrome Finish, Plastic Stanley Screwdriver Handle, for use on Bare Alloy, Cu or Steel Cable | Tools & Equipment
2476356 | TOOL | Main Contact Extractor, For use in Magnefix/Hazemeyer RMU. Part of SC24691 Tool Kit | Tools & Equipment
2476372 | TOOL | Mirror Inspect Exterior of Main Contacts, For use in Magnefix/Hazemeyer RMU, Part of SC24691 Tool Kit | Tools & Equipment
2476406 | TOOL | Brush, Brass, Bristles, Cleaning Interior Hole holding Fuse Holder Pin, For use in Magnefix/Hazemeyer RMU, Part of SC24691 Tool Kit | Tools & Equipment
2476398 | TOOL | Brush, Hair Bristles, 50mm, Cleaning Exterior and Between Panels, for use in Magnefix/Hazemeyer RMU. Part of SC24691 Tool Kit | Tools & Equipment
2476380 | TOOL | Scouring pad holder to Clean Main Contacts and Interior of Cast Resin Member, For use in Magnefix/Hazemeyer RMU, Part of SC24691 Tool Kit | Tools & Equipment
2476364 | TOOL | MD Interlock Tool Interlock Fuse Unit, For use in Magnefix/Hazemeyer RMU, Part of SC24691 Tool Kit | Tools & Equipment
2476414 | TOOL | Socket Key, 9mm, Assembly and Disassembly of Arcing Contact and Hose Clip of Cable Box, For use in Magnefix/ Hazemeyer RMU,Part of SC24691 Tool Kit | Tools & Equipment
2493286 | TOOL | Installation & Removal Tool, Universal Head FCI Adapter, for LFI Navigator Series, Sunrise Adaptor | Protection
2484293 | TOOL | W Keys, Sunrise Attachment (Live Line Tools) | Tools & Equipment
2484186 | TOOL | Insulator Fork (Universal), Sunrise Attachment (Live Line Tools) | Tools & Equipment
2484178 | TOOL | Insulator Controller (Shepherd Hook), Sunrise Attachment (Live Line Tools) | Tools & Equipment
2484160 | TOOL | Insulator Controller, Sunrise Attachment (Live Line Tools) | Tools & Equipment
2484152 | TOOL | Hot Rodder Tool, Sunrise Attachment (Live Line Tools) | Tools & Equipment
2484137 | TOOL | Flexible Wrench Head, 1/2" Square Drive, Sunrise Attachment (Live Line Tools) | Tools & Equipment
2484129 | TOOL | Cotter Key Remover, Snap Out Type, Sunrise Attachment (Live Line Tools) | Tools & Equipment
2484111 | TOOL | Cotter Key Pusher, Sunrise Attachment (Live Line Tools) | Tools & Equipment
2484103 | TOOL | Cotter key Installation, Sunrise Attachment (Live Line Tools) | Tools & Equipment
2484087 | TOOL | Cotter Key, All-Purpose, Sunrise Attachment (Live Line Tools) | Tools & Equipment
2484053 | TOOL | Clevis Pin Installer, Sunrise Attachment (Live Line Tools) | Tools & Equipment
2476455 | TOOL | Tool, Arcing Chamber Key, For use in Magnefix/Hazemeyer RMU, Part of SC24691 Tool Kit | Tools & Equipment
2476448 | TOOL | Socket Wrench with Threaded End B/B, For use in Magnefix/Hazemeyer RMU, Part of SC24691 Tool Kit | Tools & Equipment
2476430 | TOOL | Plug Guage for Main Contact Fixing, for use in Magnefix/Hazemeyer RMU, Part of SC24691 Tool Kit | Tools & Equipment
2476422 | TOOL | Tool to Clean Busbar Orifice, For use in Magnefix/Hazemeyer RMU, Part of SC24691 Tool Kit | Tools & Equipment
2105 | TOOL BOX,PORTABLE | STEEL;ENAMELLED FINISH;385 MM LG, 155 MM W,150 MM H;PACK OF 1; | Hardware & Tools
2476463 | TOOL BOX,PORTABLE | Tool Box, 48x25x24cm Empty Tool Box only, For use in Magnefix/Hazemeyer RMU, Part of SC24691 Tool Kit ADDITIONAL ITEMS: | Tools & Equipment
14723 | TOOL KIT | For 2nd Year Electrical Apprentices, As per Attached List | Tools & Equipment
17850 | TOOL KIT | For Apprentice Linesmen's Tool Kit, As per Attached List | Tools & Equipment
17851 | TOOL KIT | For Apprentice Cable Jointers Tool Kit, As per Attached List | Tools & Equipment
22289 | TOOL KIT | LMVP Switchgear Retrofit c/w 1 x VCB/LMVC Lifting Handle SSB & DBB Front Posn, 1 x QMRO Emergency Charging Handle, 1 x Manual Winding Handle for | Substation
17461 | TOOL KIT | For 1st & 2nd Year Electrical Fitter Mechanic, As per Attached List | Tools & Equipment
15924 | TOOL KIT | For Installation Inspectors, 10 Tool Items, As per Attached List | Tools & Equipment
24691 | TOOL KIT | Magnefix 11kV, Hazemeyer, Complete Tool Kit for RMU Maintenance | Tools & Equipment
24075 | TOOL, MULTIFUNCTION | Milwaukee Multi-Tool, Conduit Cutter, 18V c/w Carry Case & Battery Charger, Skin Only | Hardware & Tools
25438 | TOOL, MULTIFUNCTION | Elbow Tool to suit schneider Dyscon; used on GenieEVO | Substation
2491256 | TOOL,APPLICATION | Bending Tool, for 50-300mm Solid & Stranded Aluminium Conductor UG Cables | Hardware & Tools
2488567 | TOOL,APPLICATION | Podger Tool, c/w Sunrise Fitting, suits Live Live Hand Sticks | Hardware & Tools
2488559 | TOOL,APPLICATION | Pole Topping Tool, c/w Sunrise Fitting, suits Live Live Hand Sticks | Hardware & Tools
2486454 | TOOL,APPLICATION | Combination Install & Quick Release Device, S/Steel, Orange Painted Finish, Fits Sunrise Head, used for Aviation Signal Flags | Hardware & Tools
2483998 | TOOL,APPLICATION | Armour Rod, Serviette Ring, Sunrise Attachment (Live Line Tools) | Tools & Equipment
2468346 | TOOL,APPLICATION | Live Line Clamp Remover, Eye Ring Fitting, S/Steel, suit most Standard Clamp Rings, incl Powerline Warning Flags | PPE, Hardware & Tools
25111 | TOOL,APPLICATION | TMAC DNOB Hanging Device, Pole Switch Do Not Operate Applicator Assembly, used with Slotted Sunrise Adaptor | Hardware & Tools
2462125 | TOOL,INSPECTION & TESTING | Glove Air Test Tool, PVC Tube, for conducting field air test of insulating gloves | Tools & Equipment
2498541 | TOOL,VACUUM CLEANER | Inlet Plug, for Metabo H-Class Battery Vacuum | Tools & Equipment
2498566 | TOOL,VACUUM CLEANER | Crevice Nozzle 35mm, 200mm Lg, for Metabo H-Class Battery Vacuum | Tools & Equipment
2498590 | TOOL,VACUUM CLEANER | Upholstery Brush Quick 35mm, for Metabo H-Class Battery Vacuum | Tools & Equipment
2498558 | TOOL,VACUUM CLEANER | Suction Nozzle 35mm, 120mm W, for Metabo H-Class Battery Vacuum | Tools & Equipment
2498525 | TOOL,VACUUM CLEANER | Handle Adapter Quick Premium, Anti-Static, for Metabo H-Class Battery Vacuum | Tools & Equipment
2497394 | TOOL,VACUUM CLEANER | Milwaukee SDS Extraction Attachment, Rubber Seal, Drilling Depth/Hole upto 70mm, for Silica Dust Extraction, suit M-Class 30L Vacuum | Tools & Equipment
2498509 | TOOL,VACUUM CLEANER | Replacement Head Nozzle 35mm, 360mm W, for Metabo H-Class Battery Vacuum | Tools & Equipment
2498483 | TOOL,VACUUM CLEANER | Replacement Metabo 3 Suction Tubes, 35mm Steel, for Metabo H-Class Battery Vacuum | Tools & Equipment
15427 | TOOTH,AUGER | Rock/Earth, Straight Type, Tungsten Tipped, 45 Deg Angle | Tools & Equipment
2474674 | TOOTH,AUGER | Unique TEBCO Large Bullet Teeth, Carbide | Tools & Equipment
2473486 | TOOTH,AUGER | Auger Bullet Teeth, Pengo P21HD | Tools & Equipment
22867 | TOOTH,AUGER | Pilot Bit, 1-3/4" Square Drive-Left Hand for Rock Augers & Digga Rock Augers | Tools & Equipment
22866 | TOOTH,AUGER | Replacement Tooth, Long Clip, for Rock Augers & New Digga Rock Augers | Tools & Equipment
22865 | TOOTH,AUGER | Replacement Tooth, Short Clip, for Rock Augers & New Digga Rock Augers | Tools & Equipment
22797 | TOOTH,AUGER | Rock, Straight Pilot Bit, Extra Long Centre Bit, Tungsten Tipped, suit Rock Drilling, for Auger Borer Lifter | Tools & Equipment
18053 | TOOTH,AUGER | Rock, Straight Type, Tungsten Tipped, Silver Colour, suit Rock Drilling, Goods supplied are to be under 20kg lifting capacity | Tools & Equipment
2473015 | TOWEL,HAND | 1370 x 680mm, 100% Cotton, White, Extra Large, used for Heat Stress | HS & PPE
4071 | TOWEL,PAPER | Roll, White, 140m, 16 per Carton | PPE, Hardware & Tools
2465730 | TOWEL,PAPER | Disposable Decontamination Towel, 1220 x 700 mm (P60) | HS & PPE
21169 | TOWELETTE,CLEANING | PPE & Lens Cleaning Wipes, Pre-Moistened Alcohol Free, Anti-Static, Ultra Soft Non-abrasive, for Glass or PC Lens, Eyewear, Earmuffs, Respirators, Visors, | PPE, Hardware & Tools
2496693 | TOWELETTE,CLEANING | 504 Respirator Cleaning Wipe, Non-Woven Material, White, Odourless, Box of 100 | HS & PPE
2430452 | TOWELETTE,CLEANING | Insulating Stick, Moisture Eater II, Wipes (P50) | Hardware & Tools
2481778 | TOWELETTE,CLEANING | PPE & Lens Cleaning Wipes, Pre-Moistened Alcohol Free, Anti-Fog, Anti-Static, Use on Safety Eyeware, Goggles, Faceshield, Respirators, Mobile Phones, Tablets | HS & PPE
2479020 | TOWELETTE,CLEANING | 99.9% Isopropyl Alcohol Wipes | HS & PPE
2407087 | TOWELETTE,CLEANING-DISINFECTING | Isowipe, Bactericidal Wipes, contains Isopropyl Alcohol, for use on U/G Cable Joints, Terminations & part of the SF6 clean-up Kit | PPE, Hardware & Tools
2476794 | TOWELETTE,CLEANING-DISINFECTING | Multipurpose, Antibacterial Disinfectant Alcohol Wipes, for Hands & Surfaces | HS & PPE
2430247 | TRACK,VEHICLE RECOVERY | MaxTrax, 4WD Ground Traction Device | Tools & Equipment
2475028 | TRANSCEIVER,RADIO | Uniden UH45 Series Handheld Radio, 3km+ Range, 80 UHF Channels, for use with RF Monitor | Tools & Equipment
15719 | TRANSDUCER,ELECTRICAL | Signal Isolator, 120V AC Aux, 0-100V DC Input, 0-10mA Output, for OLTC TPI Analogue Input for Microsacs | Communications
2489714 | TRANSDUCER,ELECTRICAL | Current Transducer, HAT200, LEM, All Voltages, suit Alpha Cordex Charger | Substation Batteries
2486967 | TRANSDUCER,ELECTRICAL | AC Voltage w/True RMS, Input 88-132V AC, 50Hz, Output 0-20mA DC, 1Ph 2 Wire, High Accuracy (<0.2% of FS), 4kV Isolation, Auxiliary Power 85-265V AC/100-300V DC | Substation
2486959 | TRANSDUCER,ELECTRICAL | AC Voltage w/True RMS, Input 88-132V AC, Output 0-20mA DC, 1Ph 2 Wire, High Accuracy (<0.2% of FS), 4kV Isolation, Auxiliary Power 20-70V DC | Substation
11189 | TRANSDUCER,ELECTRICAL MEASUREMENT | CURRENT;NORMAL ZERO;5 AMP;0-5 AMP INPUT;0-10 MA OUTPUT;0-1000 OHMS LOAD; LOAD;CLASS 0.5;SURFACE OR DIN RAIL MTG;ISOLATING,2 KV MIN RMS TEST V, | Substation
16600 | TRANSDUCER,RESISTANCE | SIGNAL ISOLATOR;240 V AC,AUX SUPPLY; INPUT PT 100,0-150 DEG C;OUTPUT 0-10 MA; OPTIONS,RTD INPUT;COMPATIBLE REPLACEMENT FOR SI130-1098102; | Substation
18229 | TRANSDUCER,RESISTANCE | SIGNAL ISOLATOR;240 V AC,AUX SUPPLY; INPUT SELECTABLE,0 TO 20 MA,0 TO 10 V; OUTPUT SELECTABLE,0 TO 20 MA,0 TO 10 V; | Substation
XSOMX1006 | TRANSFORMER | 22kV/433V, 1000kVA KPX MV/LV Kiosk Sub as per Tech datasheet, SR-1937741-Scope | Energy Supplies
4571 | TRANSFORMER,CURRENT | MEASUREMENT,WINDOW TYPE,TOROIDAL;INDOOR; FOR METERING;660 V;3000/2000/1200/5 AMP; 15 VA;CLASS 1;EXT 200%;ON 1200/5 AMP; SINGLE PHASE;50 HZ;C/W FOOT MTG BKT; | Current & Voltage Transformers
2499648 | TRANSFORMER,CURRENT | 72.5kV, 1200A pri, 1A Sec, 50Hz, Post Type, Outdoor, 6 Core, Metering in Cores 3 & 4, Revenue Metering, Live Tank Construction | Current & Voltage Transformers
2493088 | TRANSFORMER,CURRENT | HACS, 2000A, Split Core, Accessory for EM133 | Meters
2493070 | TRANSFORMER,CURRENT | HACS, 800A, Split Core, Accessory for EM133 | Meters
2493062 | TRANSFORMER,CURRENT | HACS, 400A, Solid Core, Accessory for EM133 | Meters
2493054 | TRANSFORMER,CURRENT | HACS, 100A, Solid Core, Accessory for EM133 | Meters
2492825 | TRANSFORMER,CURRENT | Flexible, Rogowski Coil, Class S, 140mm Dia w/5m Lead, Set of 4, Colour Coded RD/BU/WH/BL | Distribution Transformers
2482610 | TRANSFORMER,CURRENT | CT 100A, 15mm Iron (10-120A) - PM45/ PQ45 CATIV 600V | Electrical Test & Accsry Equip
2482602 | TRANSFORMER,CURRENT | CT 10A, 15mm - PM45 / PQ45 | Electrical Test & Accsry Equip
2482594 | TRANSFORMER,CURRENT | Flex CTs, 3000A (100-3000A), High Sensitivity Flexible CT High Sensitivity, Dual range, can be set 500A or 3000A when used with the MiroPQA, | Electrical Test & Accsry Equip
2474062 | TRANSFORMER,CURRENT | MEIDENSHA, Bushing Mounted, Protection, 2000/1600/600/1, 0.025PX2500R8.8 @2000:1, Kx=250, for 36kV MEIDENSHA CB | Substation
2474054 | TRANSFORMER,CURRENT | MEIDENSHA, Bushing Mounted, Metering, 800/200/1, 5VA 0.5 Ext 200, for 36kV MEIDENSHA CB | Substation
2474047 | TRANSFORMER,CURRENT | MEIDENSHA, Bushing Mounted, Protection, 1200/800/200/1, 0.04PX1500R4.8 @1200:1, Kx=250, for 36kV MEIDENSHA CB | Substation
2473940 | TRANSFORMER,CURRENT | Horizon Bushing Mounted, Protection, 2000/1600/600/1, 0.2PX1250R6.6 @2000/1, Kx=250, for 36kV Horizon CB | Substation
2473932 | TRANSFORMER,CURRENT | Horizon Bushing Mounted, Metering, 800/200/1, 5VA 0.5 Ext 200, for 36kV Horizon CB | Substation
2473924 | TRANSFORMER,CURRENT | Horizon Bushing Mounted, Protection, 1200/800/200/1, 0.02PX1300R4 @1200/1, Kx=250, for 36kV Horizon CB | Substation
25523 | TRANSFORMER,CURRENT | 24kV, 800/1A, 50Hz, Post Type 1Ph, Outdoor, 1 Core, 1x800/500/200/1A, 0.1PX200R1 on 200/1 | Substation
25522 | TRANSFORMER,CURRENT | 11kV, 800/1A, 50Hz, Post Type 1Ph, Outdoor, 1 Core, 1x800/500/200/1A, 0.1PX200R1 on 200/1 | Substation
25087 | TRANSFORMER,CURRENT | 36kV SINGLE PHASE, POST TYPE;OD; 4 CORES 3x400/200/100/1A,0.1PX400R2 on 400/1; 1x200/1A,5VA CL 0.2S ext. 200%; | Current & Voltage Transformers
25086 | TRANSFORMER,CURRENT | 36kV SINGLE PHASE, POST TYPE;OD; 4 CORES 2x1600/1200/1000/400/1A,0.1PX1600R8 ON 1600/1; 2x2000/1600/1000/800/1A, 0.2PX2000R10 on 2000/1; | Current & Voltage Transformers
25085 | TRANSFORMER,CURRENT | 36kV SINGLE PHASE, POST TYPE;OD; 4 CORES 2x1200/600/400/5A, 10VA 5P20 ON 400/5; 2x2000/1600/1000/800/5A, 0.2PX180R0.4 ON 800/5; | Current & Voltage Transformers
25084 | TRANSFORMER,CURRENT | 36kV SINGLE PHASE, POST TYPE;OD; 3 CORES 1x2000/1600/1000/800/5A,0.2PX180R0.4@800 /5A; 1X200/1600/1000/5A 15VA5P20 @1000/5 1x2000/1600/1000/800/5 A,0.2PX180R0.4 ON | Current & Voltage Transformers
25083 | TRANSFORMER,CURRENT | POST TYPE;OUTDOOR;145kV; 6 CORE; 4X 2400 200/1400/800/1A, 0.1PX3600R12@2400/1 A; 1x2400/2000/800/1A,10VA CL1.0 @800/1; 1x1200/1 A, 5VA CL 0.2 S ext. 200%; | Current & Voltage Transformers
25082 | TRANSFORMER,CURRENT | POST TYPE;OUTDOOR;145kV; 6 CORE; 4 X 1600/1200/1000/400/1A, 1PX2400R8@1600/1A 1x1600/1200/1000/400/1A 10VACL 1.0@400/1 1x 800/1 A, 5VA CL 0.2 S ext. 200%; | Current & Voltage Transformers
25081 | TRANSFORMER,CURRENT | POST TYPE;OUTDOOR;145kV; 5 CORE; 4x 1600/1200/1000/400/1 A, 0.1PX2400 R8.0 @ 1600/1A; 1 X 1600/1200/1000/ 400/1A, 10VA CL 1.0 @ 400/1; | Current & Voltage Transformers
25077 | TRANSFORMER,CURRENT | 36kV SINGLE PHASE, POST TYPE;OD; 5 CORES 1x 1500/1A 15VA 0.2 Ext.200%; 2x 1000/800/600/1A 0.1PX350R3.5 @600/1; 2x 2000/1600/1A 0.1PX1280R8 @1600/1; | Substation
24989 | TRANSFORMER,CURRENT | SINGLE PHASE, POST TYPE; OUTDOOR; 5 CORES; 4 X 1600/1200/1000/400/1 A, 0.1PX2400 R8.0 @ 1600/1 A; | Current & Voltage Transformers
24960 | TRANSFORMER,CURRENT | PROTECTION, SPLIT CORE TYPE, INDOOR; FOR OC, EF & REF PROTECTION C&I SUB; 660V; 3000/2000/5; 5P20 30VA; C/W ALUM UNDRILLED FEET& IP56 TERMINAL BOX; 108MM | Current & Voltage Transformers
25132 | TRANSFORMER,CURRENT | SINGLE PHASE;POST TYPE;OUTDOOR; 5 CORES; 4x 1600/1200/1000/400/1 A, 0.1PX2400 R8.0 @ 1600/1 A; 1x 200/1 A ;5VA CL 0.2S EXT 200% | Substation
24888 | TRANSFORMER,CURRENT | ROGOWSKI COIL FLEXIBLE CT; 1000/1A CONTAINS FEMALE HARTING CONNECTOR FOR USE WITH EDMI METER SC24901; 1 X SET CONTAINS 3 CTS PER BOX; | Distribution Transformers
24903 | TRANSFORMER,CURRENT | PROTECTION;WINDOW TYPE;TOROIDAL;INDOOR FOR 11KV SWITCHGEAR B LEG; CLASS 0.06PX276;R4.32 ON 1000/1; | Current & Voltage Transformers
24904 | TRANSFORMER,CURRENT | 11KV SWITCHGEAR 1600/1000/1A; CLASS 0.06PX200 R6.0 ON 1600/1 FOR NEF PROTECTION; C/W FOOT MOUNTING BRACKET; TO AS 60044.1: | Current & Voltage Transformers
24895 | TRANSFORMER,CURRENT | FLEXIBLE CURRENT TRANSFORMER (CT) 100-3600A; COLOUR GREEN; 600MM LONG; TO SUIT POWERMONIC PM45 UNIT ONLY | Current & Voltage Transformers
24706 | TRANSFORMER,CURRENT | Horizon Bushing Mounted, Outdoor, 000/1600/600/5, 0.1PX310 R0.7 @2000, Axial 95mm Lg | Switchgear Substation
24705 | TRANSFORMER,CURRENT | Horizon Bushing Mounted, Outdoor, 2000/1600/600/1, 0.02PX1250 R6.6 @200, Axial 115mm Lg | Switchgear Substation
24704 | TRANSFORMER,CURRENT | Horizon Bushing Mounted, Outdoor, 1200/800/200/5, 15VA 0.5S, Axial 75mm Lg | Switchgear Substation
24703 | TRANSFORMER,CURRENT | Horizon Bushing Mounted, Outdoor, 1200/800/200/1, 5VA 0.5S, Axial 55mm Lg | Switchgear Substation
24702 | TRANSFORMER,CURRENT | Horizon Bushing Mounted, Outdoor, 1200/800/200/5, 0.2PX310 R0.5 @1200/5, Axial 115mm Lg | Switchgear Substation
24701 | TRANSFORMER,CURRENT | Horizon Bushing Mounted, Outdoor, 1200/800/200/1, 0.02PX1300 R4 @1200/1, Axial 125mm Lg | Switchgear Substation
24726 | TRANSFORMER,CURRENT | Protection, Toroidal, Indoor, 2kV, 1200/800/200/5, 0.3PX280 R0.35 @800/5, Thermal Limit 200%, for HSS Horizon CB | Switchgear Substation
24725 | TRANSFORMER,CURRENT | Metering, Toroidal, Indoor, 2kV, 2000/1600/600/5, 15VA Class 0.5, Thermal Limit 200%, for HSS Horizon CB | Switchgear Substation
24323 | TRANSFORMER,CURRENT | SINGLE PHASE;POST TYPE;OUTDOOR; 4 CORES; 2x 1200/600/400/5 A;10 VA 5P20 @ 400/5 A 2x 2000/1600/1000/800/5 A; 0.2PX180R0.4 @;800/5A; | Substation
24152 | TRANSFORMER,CURRENT | CT; 12KV; 15/1A; 30VA; 2KA 1s;TYPE SW44; OUT OF BALANCE(OOB) PROTECTION CT (AKA UNBALANCE CT); TO SUIT 11KV 5.0MVAR 11KV SINGLE STAGE CAPACITOR BANK; | Substation
24142 | TRANSFORMER,CURRENT | OVER CURRENT EARTH FAULT (OC EF) PROTECTION; CT; 12KV; 1000/600/1A; 2.5VA 20KA/3s; TYPE SW45; CURRENT TRANSFORMER TO SUIT 5.0MVAR 11KV CAP SINGLE BANK | Substation
23404 | TRANSFORMER,CURRENT | CT; 12KV; 20/5A; 30VA; 2kA 1s; OUT OF BALANCE (OOB) PROTECTION CT (AKA AS UNBALANCE CT);TO SUIT 3.75MVAR (CONTRACT CL45) 11KV CAPACITOR BANK STAGES; | Substation
23403 | TRANSFORMER,CURRENT | CT; 12KV; 600/5A; 20kA 3s; OVER CURRENT EARTH FAULT (OCEF) PROTECTION CT; TO SUIT 3.75MVAR (CONTRACT CL45) 11KV CAPACITOR BANK STAGES; | Substation
23818 | TRANSFORMER,CURRENT | INTERPOSING CT 5/5A; MES-62/20B; STEMAR INTERPOSING CT; 5A/5A CLASS 0.5 2.5VA; | Current & Voltage Transformers
23825 | TRANSFORMER,CURRENT | 6 CORE;LOAD SIDE;TORODIAL CURRENT TRANSFORMER;200/1000/800/1 0; CLASS 0.5PL500R3.5 ON 800/1 TAP; | Substation
21716 | TRANSFORMER,CURRENT | CT 800/5;LV MONITOR CT; HOLE 45 DIA; SIZE 100x100x35; CLASS 1.0S;5 VA BURDEN; EXT RANGE 200%;SIZE SUIT 100kVA WILSON TFMR; | Distribution Transformers
20039 | TRANSFORMER,CURRENT | POST TYPE; OUTDOOR; 36KV;3000 AMP;31.5KA CORES1-2, 1000/1 AMP 0.1PX350 R3.5;CORE3 1500/1AMP15VACLASS0.2 EXT 200%;CORE 4-5; 2000/1600/1AMP0.1PX1280R6.4 ON1600/1AMP; | Substation
23016 | TRANSFORMER,CURRENT | CT 800/5;LV MONITOR CT; HOLE 90 DIA; SIZE 140x140x30; CLASS 1.0S;5 VA BURDEN; CLASS 1.0S;5 VA BURDEN;EXT RANGE 200%; SUIT 500KVA TFMR; | Distribution Transformers
23015 | TRANSFORMER,CURRENT | CT 100/5;LV MONITOR CT; HOLE 45 DIA; SIZE 130x130x35; CLASS 1.0S;5 VA BURDEN; EXT RANGE 120%; SUIT 25- 63KVA TFMR; | Distribution Transformers
23014 | TRANSFORMER,CURRENT | CT 800/5;LV MONITOR CT;HOLE 60 DIA; SIZE 135X135X30;CLASS 1.0S;5 VA BURDERN; EXT RANGE 200%; SUIT 200-315 KVA WILSON & 100KVA ABB TFMR; | Distribution Transformers
22556 | TRANSFORMER,CURRENT | LV MONITORING CT;800/5 AMP;5 VA BURDEN; EXT RNGE 200%;CLASS 0.5S;INWARD FACING TERMINALS (WHEN FITTED TO BUSHING); P1 STAMPED ON SAME SIDE AS TERMINALS; | Current & Voltage Transformers
22296 | TRANSFORMER,CURRENT | FOR REVENUE METERING;11 KV/7.6 MVA; 200/5 AMP;15 VA;CLASS 0.5S EXTENSION 200%;SUIT LMVP SWITCHGEAR RETROFIT; 3 PHASE SET;USED IN C & I SUBSTNS; | Substation
22295 | TRANSFORMER,CURRENT | FOR REVENUE METERING;11 KV/11.4 MVA; 300/5 AMP;15 VA;CLASS 0.5S EXTENSION 200%;SUIT LMVP SWITCHGEAR RETROFIT; 3 PHASE SET;USED IN C & I SUBSTNS; | Substation
22294 | TRANSFORMER,CURRENT | SUIT LMVP SWITCHGEAR RETROFIT;3 PHASE SET;600/400/300/5 AMP;15 VA ON 300/5 AMP ;USED IN C & I SUBSTNS; | Substation
22363 | TRANSFORMER,CURRENT | LV MONITORING CT;1500/5 AMP;5 VA BURDEN; EXT RANGE 200%;CLASS 0.5S; | Current & Voltage Transformers
22362 | TRANSFORMER,CURRENT | LV MONITORING CT;800/5 AMP;5 VA BURDEN; EXT RANGE 200%;CLASS 0.5S;OUTWARD FACING TERMINALS ( WHEN FITTED TO BUSHING); P2 STAMPED ON SAME SIDE AS TERMINALS; | Current & Voltage Transformers
22286 | TRANSFORMER,CURRENT | PROTECTION,TOROIDAL;INDOOR;3 KV;2000/ 1600/5 AMP;0.1PX200R 1.0 ON 1600/5 AMP; THERMAL 125 %;OD 270 MM W,334 MM H,110 MM ID;AXIAL 65;USED IN SUBSTNS; | Substation
21719 | TRANSFORMER,CURRENT | POST TYPE;OUTDOOR;36 KV;1600 AMP;31.5 KA ;CORES 1 & 2,800/600/400/5 AMP;15 VA 5P20 ON 400/5 AMP;CORE 3,2000/1600/1200 /1000/5 AMP;0.1 PX 150 R0.6 ON 1000/5 | Substation
21718 | TRANSFORMER,CURRENT | POST TYPE;OUTDOOR;36 KV;2000 AMP;31.5 KA ;CORES 1 & 3,2000/1600/1200/1000/5 AMP; 0.1 PX 150 R0.6 ON 1000/5 AMP;CORE 2, 2000/1600/1000/5 AMP;15 VA 5P20 ON 1000/ | Substation
21677 | TRANSFORMER,CURRENT | PROTECTION & MEASUREMENT;POST TYPE; OUTDOOR;145 KV;1600 AMP;6 CORES;CORES 1 TO 4-1600/1200//1000/400/1 AMP CL 0.1PX2 400R8 ON 1600/1 AMP;CORE 5-1600/1200/ | Current & Voltage Transformers
21391 | TRANSFORMER,CURRENT | POST TYPE;O/D;CAST RESIN;24 KV;1 CORE; 5-5/1 AMP;10P15F20;TO SUIT SC21389 & SC21685;(145 KV CAPACITOR BANK);ABB AUSTRALIA PTY LTD LILYDALE VICTORIA; | Substation
21482 | TRANSFORMER,CURRENT | PROTECTION,TOROIDAL;INDOOR;2 KV; 800/1 AMP;0.025PX 350 R3.5;THERMAL CURRENT LIMIT OF 1600 AMP; | Switchgear Substation
21481 | TRANSFORMER,CURRENT | Protection, Toroidal, Indoor, 2kV, 1000/1, 0.025PX350 R3.5, Thermal Current Limit 2000A | Switchgear Substation
21197 | TRANSFORMER,CURRENT | PROTECTION,TOROIDAL;OUTDOOR;2.5 KV; 400/200/5 AMP;CLASS 5P20;15 VA ON 200/5 AMP,100 INTERNAL DIA;FOR NEF PROTECTION; | Current & Voltage Transformers
20746 | TRANSFORMER,CURRENT | PROTECTION,TOROIDAL;INDOOR;2 KV; 1000/1 AMP;15 VA,CLASS 5P20;THERMAL LIMIT 1300 AMP; | Switchgear Substation
20745 | TRANSFORMER,CURRENT | PROTECTION,TOROIDAL;INDOOR;2 KV;2000/ 1600/1200/1 AMP;15 VA,CLASS 5P20 ON 1200 /1 AMP;THERMAL LIMIT 2000 AMP ALL RATIO'S; | Switchgear Substation
20898 | TRANSFORMER,CURRENT | PROTECTION & MEASUREMENT,POST TYPE; OUTDOOR;145 KV;2500 AMP;6 CORES;CORE 1 TO 4-2400/2000/1400/800/1 AMP CL 0.1 PX3600R12 ON 2400/1;COR 5-2400/2000/ | Current & Voltage Transformers
20189 | TRANSFORMER,CURRENT | POST TYPE;O/D;CAST RESIN;36 KV;1 CORE; 10/5 AMP;20 VA CLASS 1.0M;CURRENT TRANSFORMER FOR SC19942; | Substation
20125 | TRANSFORMER,CURRENT | PROTECTION,TOROIDAL;OUTDOOR;UV PROTECTED CYCLOALIPHATIC RESIN CASTING; 0.72/3 KV;2000/1 AMP;CLASS 0.15PX 1500 R10;SINGLE PHASE;50 HZ;FOR NEF | Substation
19870 | TRANSFORMER,CURRENT | PROTECTION,TOROIDAL;INDOOR;2 KV; 1000/1 AMP;CLASS 0.05PX 350 R4.5;THERMAL LIMIT 2000 AMP; | Substation
20102 | TRANSFORMER,CURRENT | POST TYPE;OUTDOOR;TYPE 06/36/203; 800 AMP;3 CORES,400/600/800/1 AMP,400/ 600/800/1 AMP,1200/1600/1 AMP;S/N 25443/ 1;SEQEB 50356;ITEM 9; | Substation
20052 | TRANSFORMER,CURRENT | PROTECTION,TOROIDAL;INDOOR;660 V;FOR OLX2/3 GEC/AREVA INDOOR SWITCHGEAR; 50 ID HOLE & 158 OD;130 MM LG;RATIO 800/ 600/400/5 AMP;15 VA;5P20 ON 400/5 AMP; | Substation
20051 | TRANSFORMER,CURRENT | PROTECTION,TOROIDAL;INDOOR;660 V;FOR I POWER NU-VAC 11000 SERIES D;55 ID HOLE & 165 W,195 H;INDOOR SWITCHGEAR;RATIO 600/400/300/5 AMP;15 VA;5P20 ON 400/ | Current & Voltage Transformers
19967 | TRANSFORMER,CURRENT | PROTECTION,TOROIDAL;INDOOR 660 V;INDOOR, 50 ID & 160 OD HOLE AL83 FOR STH WALES D4X4 & D6X4 INDOOR SWITCHGEAR;RATIO 600/ 400/300/5 AMP;5P20;15 VA ON 400/5 AMP, | Substation
19932 | TRANSFORMER,CURRENT | PROTECTION,TOROIDAL;INDOOR;2 KV;1600/ 1200/500/5 AMP;CLASS 0.1 PX200 R0.3 ON 500/5 AMP;THERMAL LIMIT 200% ON ALL RATIO'S WITH 2000 AMP MAXIMUM; | Switchgear Substation
19858 | TRANSFORMER,CURRENT | PROTECTION,TOROIDAL;OUTDOOR;2.5 KV;800/ 600/200/5 AMP;CLASS 5P20;15 VA ON 200/5 AMP;THEMAL 200%;SINGLE PHASE;50 HZ; OD=300 W,385 H;ID 110;AXIAL=140 + FEET; | Substation
19736 | TRANSFORMER,CURRENT | METERING;TOROIDAL;INDOOR;2 KV;1500/ 5 AMP;CLASS 0.5 EXT 150%;15 VA; | Switchgear Substation
19735 | TRANSFORMER,CURRENT | Protection, Toroidal, Indoor, 2kV, 1200/600/400/5, Class 5P20, 15VA @400/5, Thermal Limit 200% all Ratios with 1300A Max | Switchgear Substation
19734 | TRANSFORMER,CURRENT | Protection, Toroidal, Indoor, 2kV, 2000/1600/1000/800/5, Class 0.1PX200 R0.4 @800/5, Thermal Current Limit 2000A all Ratios | Switchgear Substation
19733 | TRANSFORMER,CURRENT | Protection, Toroidal, Indoor, 2kV, 2000/1600/1200/5, Class 5P20, 15VA @1200/5, Thermal Current Limit 2000A all Ratios | Switchgear Substation
19732 | TRANSFORMER,CURRENT | METERING,TOROIDAL;INDOOR;2 KV;1000/ 5 AMP;15 VA;CLASS 0.5 EXT 200%; | Switchgear Substation
19554 | TRANSFORMER,CURRENT | PROTECTION,POST TYPE;OUTDOOR;FOR USE 33 KV SUBSTATIONS;RATED 36 KV 31.5 KA; RATIO CORE 1- 1200/800/600/5 AMP 30 VA CLASS 5P20 ON 600/5 AMP;CORE 2- 1200/800 | Substation
19553 | TRANSFORMER,CURRENT | PROTECTION,POST TYPE;OUTDOOR;FOR USE 33 KV SUBSTATIONS;RATED 36 KV 31.5 KA; RATIO CORE 1-1200/800/600/5 AMP 30 VA CLASS 5P20 ON 600/5 AMP;CORE 2-1200/800/ | Substation
19539 | TRANSFORMER,CURRENT | PROTECTION,TOROIDAL;INDOOR;660 V;205 OD & 85 ID HOLE;FOR EMAIL 345GC OUTDOOR CIRCUIT BREAKERS;RATIO 1200/800/600/ 5 AMP;30 VA;CLASS 5P20 ON 600/5 AMP; | Substation
19538 | TRANSFORMER,CURRENT | PROTECTION,TOROIDAL;INDOOR;660 V;205 OD & 85 ID HOLE;FOR EMAIL 345GC OUTDOOR CIRCUIT BREAKERS;RATIO 2000/1600/5 AMP; 0.1PX200 R1.0 ON 1600/5 AMP;C/W ATTACHED | Substation
19456 | TRANSFORMER,CURRENT | PROTECTION,TOROIDAL;INDOOR;660 V;100 ID HOLE FOR OX36 ALSTOM OUTDOOR CIRCUIT BREAKERS;RATIO 2000/1600/1200/5 AMP; CLASS 0.1PL200R1.0 ON 1600/5 AMP;C/W | Substation
19455 | TRANSFORMER,CURRENT | PROTECTION,TOROIDAL;INDOOR;660 V;100 ID HOLE FOR OX36 ALSTOM OUTDOOR CIRCUIT BREAKERS;RATIO 1600/1200/800/5 AMP;CLASS 0.1PL300R1.0 ON 1600/5 AMP;C/W ATTACHED | Substation
19454 | TRANSFORMER,CURRENT | PROTECTION,TOROIDAL;INDOOR;660 V;100 ID HOLE FOR OX36 ALSTOM OUTDOOR CIRCUIT BREAKERS;RATIO 1000/5 AMP;CLASS 0.1PL360 R4.3;C/W ATTACHED 3 M LEADS;ITEM 23;C/W | Substation
19452 | TRANSFORMER,CURRENT | PROTECTION,TOROIDAL;INDOOR;660 V;100 ID HOLE FOR OX36 ALSTOM OUTDOOR CIRCUIT BREAKERS;RATIO 400/300/150/5 AMP;CLASS 0.1PL200R0.4 ON 400/5 AMP;(DOUBLE WIDTH) | Substation
19451 | TRANSFORMER,CURRENT | PROTECTION,TOROIDAL;INDOOR;660 V;100 ID HOLE FOR OX36 ALSTOM OUTDOOR CIRCUIT BREAKERS;RATIO 1500/5 AMP;CLASS 0.5ME2; C/W ATTACHED 3 M LEADS;ITEM 7;C/W 1 CT | Substation
19449 | TRANSFORMER,CURRENT | PROTECTION,TOROIDAL;INDOOR;660 V;100 ID HOLE FOR OX36 ALSTOM OUTDOOR CIRCUIT BREAKERS;RATIO 400/300150/5 AMP;CLASS 0.1PL60R0.2 ON 400/5 AMP;(DOUBLE WIDTH); | Substation
19448 | TRANSFORMER,CURRENT | PROTECTION,TOROIDAL;INDOOR;660 V;100 ID HOLE FOR OX36 ALSTOM OUTDOOR CIRCUIT BREAKERS;RATIO 1600/1200/5 AMP;CLASS 0.1PL200R1 ON 1600/5 AMP;C/W ATTACHED | Substation
19447 | TRANSFORMER,CURRENT | PROTECTION,TOROIDAL;INDOOR;660 V;100 ID HOLE FOR OX36 ALSTOM OUTDOOR CIRCUIT BREAKERS;RATIO 800/400/300/200/5 AMP; CLASS 2.5P150 ON 800/5 AMP;C/W ATTACHED | Substation
19445 | TRANSFORMER,CURRENT | PROTECTION,TOROIDAL;INDOOR;660 V;100 ID HOLE FOR OX36 ALSTOM OUTDOOR CIRCUIT BREAKERS;RATIO 2000/5 AMP;CLASS 2.5P100 ;C/W 1 CT LABEL FOR SWITCHGEAR | Substation
19444 | TRANSFORMER,CURRENT | PROTECTION,TOROIDAL;INDOOR;660 V;100 ID HOLE FOR OX36 ALSTOM OUTDOOR CIRCUIT BREAKERS;RATIO 3000/1600/5 AMP;CLASS 0.1PL200R1.0 ON 1600/5 AMP;C/W ATTACHED | Substation
19443 | TRANSFORMER,CURRENT | PROTECTION,TOROIDAL;INDOOR;660 V;100 ID HOLE FOR OX36 ALSTOM OUTDOOR CIRCUIT BREAKERS;RATIO 1000/500/5 AMP;CLASS 0.5ME2 30 VA ON 500/5 AMP;C/W ATTACHED | Substation
19441 | TRANSFORMER,CURRENT | PROTECTION,TOROIDAL;INDOOR;660 V;100 ID HOLE FOR OX36 ALSTOM OUTDOOR CIRCUIT BREAKERS;RATIO 1000/500/5 AMP;CLASS 0.5ME2 30 VA ON 1000/5 AMP;C/W ATTACHED | Substation
19440 | TRANSFORMER,CURRENT | PROTECTION,TOROIDAL;INDOOR;660 V;100 ID HOLE FOR OX36 ALSTOM OUTDOOR CIRCUIT BREAKERS;RATIO 2000/1600/5 AMP;CLASS 0.1PL120R0.45 ON 1600/5 AMP;C/W ATTACHED | Substation
19439 | TRANSFORMER,CURRENT | PROTECTION,TOROIDAL;INDOOR;660 V;100 ID HOLE FOR OX36 ALSTOM OUTDOOR CIRCUIT BREAKERS;RATIO 600/400/300/5 AMP;CLASS 15VA 5P20 ON 300/5 AMP;C/W ATTACHED 3 M | Substation
19438 | TRANSFORMER,CURRENT | PROTECTION,TOROIDAL;INDOOR;660 V;100 ID HOLE FOR OX36 ALSTOM OUTDOOR CIRCUIT BREAKERS;RATIO 800/600/200/5 AMP;CLASS 1.0 15 VA ON 200/5 AMP;C/W ATTACHED 3 M | Substation
19437 | TRANSFORMER,CURRENT | PROTECTION,TOROIDAL;INDOOR;660 V;100 ID HOLE FOR OX36 ALSTOM OTDOOR CIRCUIT BREAKERS;RATIO 400/300/150/5 AMP;CLASS 0.2PL175R0.4 ON 400/5 AMP;C/W ATTACHED | Substation
19436 | TRANSFORMER,CURRENT | Protection, Toroidal, Indoor, 660V, 100 ID Hole for OX36 Alstom Outdoor CB's, Ratio 1200/800/600/5A, Class 2.5 P300 on 1200/5A, to AS1675-1986, c/w Attached | Substation
19435 | TRANSFORMER,CURRENT | Protection, Toroidal, Indoor, 660V, 100 ID Hole for OX36 Alstom Outdoor CB's, Ratio 800/600/400/5A, Class 2.5 P150 on 800/5A, to AS1675-1986, c/w Attached | Substation
19434 | TRANSFORMER,CURRENT | Protection, Toroidal, Indoor, 660V, 100 ID Hole for OX36 Alstom Outdoor CB's, Ratio 800/600/200/5A, Class 2.5 P150 on 800/5A, to AS1675-1986, c/w Attached | Substation
19433 | TRANSFORMER,CURRENT | Protection, Toroidal, Indoor, 660V, 100 ID Hole for OX36 Alstom Outdoor CB's, Ratio 2000/1600/1200/5A, Class 2.5 P200 on 1600/5A, to AS1675-1986, c/w Attached | Substation
19429 | TRANSFORMER,CURRENT | Protection, Toroidal, Indoor, 660V, 100 ID Hole for OX36 Alstom Outdoor CB's, Ratio 1200/800/600/5A, Class 2.5 P200 on 1200/5A, to AS1675-1986, c/w Attached | Substation
18973 | TRANSFORMER,CURRENT | OUTDOOR;33 KV;STRUCTURE MTG,OIL FILLED; RATIO 400/200/5 AMP,CLASS 2.5P100F10; 25 KA /1 SEC;OVERALL HEIGHT 1370 MM; BS2046/1953;ITEM ENTERED AT ZERO DOLLAR | Substation
18777 | TRANSFORMER,CURRENT | INTERPOSING;MEASUREMENT,PRIMARY WOUND;INDOOR;RATIO 3.5-4-4.5/5 AMP; CLASS 2M;FORM NS SERIES 28;W3181;C/W MTG BOLT; | Current & Voltage Transformers
18776 | TRANSFORMER,CURRENT | INTERPOSING;MEASUREMENT,PRIMARY WOUND;INDOOR;RATIO 2-2.5-3/5 AMP; CLASS 2M;FORM NS SERIES 28;W3180;C/W MTG BOLT; | Current & Voltage Transformers
18723 | TRANSFORMER,CURRENT | PROTECTION TOROIDAL;OUTDOOR; 2.5 KV; 2000/1600/800/5 AMP;CLASS5P20;15 VA ON 800/5 AMP;SINGLE PHASE;50 HZ;U/W STABILISING RESISTOR;SC18101; | Substation
18004 | TRANSFORMER,CURRENT | INTERPOSING;MEASUREMENT;PRIMARY WOUND; INDOOR;RATIO 5/3-2-0.5 AMPS;CLASS 2M FORM NS SERIES 28,W-3157;C/W MTG BOLT; | Current & Voltage Transformers
17899 | TRANSFORMER,CURRENT | PROTECTION;PRIMARY BAR;INDOOR;OUT OF BALANCE,CAP BANK;12 KV;10/1 AMP;10 VA CLASS 1.0; SINGLE PHASE;50 HZ;FOR ENERGEX DESIGNED CAP BANKS;IN | Current & Voltage Transformers
17898 | TRANSFORMER,CURRENT | PROTECTION;PRIMARY BAR;INDOOR;OC & EF CAP BANK;12 KV;600/400/300/5 AMP;10 VA CLASS 1,5P20 ON 300/5 AMP;SINGLE PHASE; 50 HZ;FOR ENERGEX DESIGNED CAP BANKS;IN | Current & Voltage Transformers
17516 | TRANSFORMER,CURRENT | ;OUTDOOR CT;36 KV;3 CORES,CORE 1 TO 3, 800-600-200/5;CLASS, 2.5P150F20 ON 800/5 ;SINGLE PHASE;800 AMP,2 KA FOR 3 SEC, 36/70/200 KV;AS1675; | Substation
17416 | TRANSFORMER,CURRENT | PROTECTION,POST TYPE;OUTDOOR;FEEDER PROTECTION;36 KV;1600 AMP,3 CORES, 1000/1 10P 300F20 (CORES 1-2),800/600/ 200/5 AMP 2.5P15 F20 ON 800/5 (CORE 3); | Substation
17400 | TRANSFORMER,CURRENT | ;OUTDOOR CT;36 KV,2000 AMP;36/70/200 KV; SINGLE PHASE; | Substation
17076 | TRANSFORMER,CURRENT | PROTECTION POST TYPE;O/D;FEEDER PROTECTION;36 KV; | Substation
16502 | TRANSFORMER,CURRENT | PROTECTION,POST TYPE;O/D;CAPACITOR PROTECTION;36 KV;4 CORES,CORE 1,1600/ 1200/400/5 AMP 2.5 P300 ON 1600/5;CORES 2 & 3 1000/1 10 P300;CORE 4 600/5 AMP; | Substation
16429 | TRANSFORMER,CURRENT | MEASUREMENT, WINDOW TYPE; TOROIDAL; INDOOR; FOR METER; 660 V;1500/5 AMP LONG RANGE TYPE W; CLASS 0.5S; EXT 200%; RATED OUTPUT 15 VA; TO AS60044.1; | Current & Voltage Transformers
22109 | TRANSFORMER,CURRENT | POST TYPE;OUTDOOR;36 KV;3150 AMP;31.5 KA ;CORES 1-3,3000/1600/5 AMP;0.1 PL 200 R1.0 ON 1600/5 AMP;CORE 4,2000/1600/ 5 AMP;0.1 PL 120 R0.45 ON 1600/5 AMP; | Current & Voltage Transformers
11971 | TRANSFORMER,CURRENT | MEASUREMENT,WINDOW TYPE;TOROIDAL;INDOOR FOR METERING;660 V;3000/1600/800/5 AMP; 5 VA;CLASS 1,EXT 200% ON 800/5 AMP; SINGLE PHASE;50 HZ;114 MM INTERNAL DIA, | Current & Voltage Transformers
11697 | TRANSFORMER,CURRENT | INTERPOSING;5 AMP/5 MA;0.003 VA;CLASS 0.5;EXT 200%;SINGLE PHASE;50 HZ; 10 MM DIA CENTRE HOLE;100 OHM BURDEN; 10 AMP THERMAL LIMIT CURRENT;2.5 KV | Current & Voltage Transformers
11435 | TRANSFORMER,CURRENT | PROTECTION,TOROIDAL;OUTDOOR;2.5 KV; 400/200/5 AMP;CLASS5P20;15 VA ON 200/5 AMP;SINGLE PHASE;50 HZ;FOR NEF PROTECTION ;C/W FOOT MTG BRACKETS; IN | Current & Voltage Transformers
10296 | TRANSFORMER,CURRENT | MEASUREMENT,WINDOW TYPE;TOROIDAL; INDOOR;FOR METERING;660 V;200/5 AMP LONG RANGE TYPE S;CLASS 0.5S;EXT 200% 5 VA;TO AS60044.1;PACK OF 3,PACK WEIGHT | Current & Voltage Transformers
10293 | TRANSFORMER,CURRENT | MEASUREMENT,WINDOW TYPE;TOROIDAL; INDOOR;FOR METERING;660 V;800/5 AMP LONG RANGE TYPE T;CLASS 0.5S ;EXT 200: RATED OUTPUT 15 V;TO AS60044.1;PACK OF | Current & Voltage Transformers
9176 | TRANSFORMER,DISTRIBUTION | 11 KV;500 KVA;3 PHASE;GROUND MTG;CMP HV 90 LV BSH;MINERAL OIL INSULATED;ONAN;DYN DYN 11; | Distribution Transformers
9204 | TRANSFORMER,DISTRIBUTION | 11 KV;50 KVA;3 PHASE;GROUND MTG;CMP HV 180 LV BSH;SILICON INSULATED;LNAN; DYN 11; | Distribution Transformers
9253 | TRANSFORMER,DISTRIBUTION | 11 KV;25 KVA;3 PHASE;CROSSARM MTG;BSH HV 2 X 90 LV BSH;MINERAL OIL INSULATED;ONAN ;DYN 11;FURTHER DETAILS TO BE ENTERED IN PLANT MANAGEMENT SYSTEM,USED IN REGIONAL | Distribution Transformers
9247 | TRANSFORMER,DISTRIBUTION | 11 KV;10 KVA;1 PHASE;CROSSARM MTG;BSH HV 2 X 90 LV BSH;MINERAL OIL INSULATED; ONAN; | Distribution Transformers
9245 | TRANSFORMER,DISTRIBUTION | 11 KV;200 KVA;3 PHASE;CROSSARM MTG;BSH HV 180 LV BSH;MINERAL OIL INSULATED;ONAN ;DYN 11;FURTHER DETAILS TO BE ENTERED IN PLANT MANAGEMENT SYSTEM; | Distribution Transformers
17464 | TRANSFORMER,DISTRIBUTION | 11 KV;500 KVA;3 PHASE;PADMOUNT;MINERAL OIL INSULATED;ONAN;DYN 11;3CR12 STAINLESS STEEL HV/LV CUBICLE;7 TAP POSITIONS,C/W ABB HV RMU & LV | Distribution Transformers
17463 | TRANSFORMER,DISTRIBUTION | 11 KV;315 KVA;3 PHASE;PADMOUNT;MINERAL OIL INSULATED;ONAN;DYN 11;3CR12 STAINLESS STEEL HV/LV CUBICLE;7 TAP POSITIONS,C/W ABB HV RMU & LV | Distribution Transformers
17462 | TRANSFORMER,DISTRIBUTION | 11 KV;315 KVA;3 PHASE;PADMOUNT;MINERAL OIL INSULATED;ONAN;DYN 11;3CR12 STAINLESS STEEL HV/LV CUBICLE;7 TAP POSITIONS,C/W AEM HV FUSE BOARD & LV | Distribution Transformers
17415 | TRANSFORMER,DISTRIBUTION | 11 KV;100 KVA;3 PHASE;GROUND MTG;AIR HV 180 LV BSH;MINERAL OIL INSULATED;ONAN; DYN 11;7 TAP SWITCH POSITIONS,HV & LV CABLE BOXES FITTED;WEIGHT 1200 KG; | Distribution Transformers
17379 | TRANSFORMER,DISTRIBUTION | 11 KV;315 KVA;3 PHASE;GROUND MTG;AIR HV 180 LV BSH;MINERAL OIL INSULATED;ONAN; DYN 11;7 TAP SWITCH POSITIONS;LV CABLE BOX & HV CABLE BOX FITTED;WEIGHT 3390; | Distribution Transformers
16731 | TRANSFORMER,DISTRIBUTION | 11 KV;750 KA;3 PHASE;PADMOUNT;HAZ HV 180 LV BSH;MINERAL OIL INSULATED;ONAN;DYN 11 ;C/W ABB SDAF3,NON-EXT HV RMU & LV ISOLATOR WITH 3 FUSE SWITCHES MIN; | Distribution Transformers
16105 | TRANSFORMER,DISTRIBUTION | 11 KV;100 KVA;3 PHASE;PADMOUNT;HAZ HV 180 LV BSH;MINERAL OIL INSULATED;ONAN; DYN 11;3 CR12 CUBICLES;C/W ABB SDAF HV AUTO FUSE SWITCH UNIT,EXT LHS & EB LV | Distribution Transformers
15969 | TRANSFORMER,DISTRIBUTION | 11 KV;750 KVA;3 PHASE;PADMOUNT;HAZ HV 180 LV BSH;MINERAL OIL INSULATED;ONAN; DYN 11;C/W EB LV SWITCHGEAR;QUALITY SYSTEM AS3901;(NO HV SWITCHGEAR); | Distribution Transformers
9480 | TRANSFORMER,DISTRIBUTION | 33 KV;50 KVA;3 PHASE;PLATFORM MTG;BSH HV 180 LV BSH;MINERAL OIL INSULATED;ONAN; DZNO;FURTHER DETAILS TO BE ENTERED IN PLANT MANAGEMENT SYSTEM,USED IN REGIONAL | Distribution Transformers
9268 | TRANSFORMER,DISTRIBUTION | 11 KV;500 KVA;3 PHASE;CROSSARM,PLATFORM MTG;BSH HV 180 LV BSH;MINERAL OIL INSULATED;ONAN;DYN 11;FURTHER DETAILS TO BE ENTERED IN PLANT MANAGEMENT SYSTEM, | Distribution Transformers
22083 | TRANSFORMER,DISTRIBUTION | 33 KV/433 V;3 PHASE;POLE BOLT MTG;HV 90 LV BSH;MINERAL OIL INSULATED;ONAN; DYN 11;7 TAP POSITIONS;NOT PRE- FITTED WITH SURGE ARRESTERS OR HV BUSHING | Distribution Transformers
21885 | TRANSFORMER,DISTRIBUTION | 11 KV;750 KVA;SLIMLINE PADMOUNT T/FORMER ;3 PHASE;50 HZ;11 KV/433-250 V;ONAN; (FITS WITHIN RECTANGULAR 500 KVA ENVELOPE) PADMOUNTED TRANSFORMER;C/W | Distribution Transformers
21639 | TRANSFORMER,DISTRIBUTION | 11 KV;63 KVA;1 PHASE;POLE BOLT MTG;BSH HV 90 LV BSH;MINERAL OIL INSULATED;ONAN; 7 TAP POSN;11 KV/500-250 V;GALV TANK; PRE-FITTED WITH SURGE ARRESTERS; | Distribution Transformers
20846 | TRANSFORMER,DISTRIBUTION | Groundmount, 33kV, 750kVA, 3Ph, Cable Box, HV 180 LV Cable Box, Mineral Oil Insulated, ONAN, DZN0, Low Imp Type, 5% Imp, 5 Tap SW Posn, Tap Range | Distribution Transformers
20810 | TRANSFORMER,DISTRIBUTION | 33 KV;200 KVA;3 PHASE;PLATFORM & POLE MTG;LID BSH HV 90 LV BSH SIDE;MINERAL OIL INSULATED;ONAN;DZNO;7 TAP POSN;33 KV /433-250 V;RECT GALV TANK;4.1% INPEDANCE | Distribution Transformers
19922 | TRANSFORMER,DISTRIBUTION | 415 V/33000 V;3 PHASE;50 HZ;ONAN;YND11; 2000 KVA STEP UP TRANSFORMER;FOR 1.7 MW 415 V EMBEDDED GENERATORS; | Distribution Transformers
18625 | TRANSFORMER,DISTRIBUTION | STEP UP TYPE;415/11000 V;1500 KVA; 3 PHASE;GROUND MTG;BSH HV 180 LV AIR; OIL INSULATED;ONAN;DYN 11;AS2374; | Distribution Transformers
18624 | TRANSFORMER,DISTRIBUTION | STEP UP TYPE,415/22000 V;1000 KVA; 3 PHASE;GROUND MTG;BSH HV 180 LV AIR; OIL INSULATED;ONAN;DYN 11;AS2374; | Distribution Transformers
18623 | TRANSFORMER,DISTRIBUTION | STEP UP TYPE,415/11000 V;1000 KVA; 3 PHASE;GROUND MTG;BSH HV 180 LV;OIL INSULATED;ONAN;DYN 11;AS2374; | Distribution Transformers
18622 | TRANSFORMER,DISTRIBUTION | STEP UP TYPE,415/22000 V;2000 KVA; 3 PHASE;GROUND MTG;BSH HV 180 LV AIR; OIL INSULATED;ONAN;DYN 11; | Distribution Transformers
18621 | TRANSFORMER,DISTRIBUTION | STEP UP TYPE,415/11000 V;2000 KVA; 3 PHASE;GROUND MTG;BSH HV 180 LV AIR; OIL INSULATED;ONAN;DYN 11; | Distribution Transformers
18048 | TRANSFORMER,DISTRIBUTION | 11 KV;500 KVA;3 PHASE;PADMOUNT;HAZ HV, 180 LV BSH;MINERAL OIL INSULATED;ONAN; DYN 11;5 TAP SWITCH POSITIONS;C/W ABB SDAF3 HV RMU & LV S/GEAR; | Distribution Transformers
18047 | TRANSFORMER,DISTRIBUTION | 11 KV;300 KVA;3 PHASE;PADMOUNT;HAZ HV, 180 LV BSH;MINERAL OIL INSULATED;ONAN; DYN 11;5 TAP SWITCH POSITIONS;C/W ABB SDAF3 HV RMU & LV S/GEAR; | Distribution Transformers
18046 | TRANSFORMER,DISTRIBUTION | 11 KV;200 KVA;3 PHASE;PADMOUNT;HAZ HV, 180 LV BSH;MINERAL OIL INSULATED;ONAN; DYN 11;5 TAP SWITCH POSITIONS;C/W ABB SDAF3 HV RMU & LV S/GEAR; | Distribution Transformers
17636 | TRANSFORMER,DISTRIBUTION | 11 KV;500 KVA;3 PHASE;PADMOUNT;HV;HAZ 180 LV BSH;MINERAL OIL INSULATED;ONAN; DYN 11;3CR12 CUBICLE;7 TAP POSITIONS; C/W ABB SDAF3 NON-EXT HV RMU & WEBER LV | Distribution Transformers
17633 | TRANSFORMER,DISTRIBUTION | 33 KV;315 KVA;3 PHASE;CABLE BOX GROUND MTG;BSH HV 180 LV BSH;MINERAL OIL INSULATED;ONAN;DZNO;7 TAP POSITIONS; 33 KV/433-250 V;LOCAL SUPPLY FOR | Distribution Transformers
17525 | TRANSFORMER,DISTRIBUTION | 11 KV;200 KVA;3 PHASE;POLE BOLT MTG;BSH HV 90 LV BSH;MINERAL OIL INSULATED;ONAN; DYN 11;7 TAP POSITIONS;11 KV/433-250 V, GALV TANK;PRE-FITTED WITH SURGE | Distribution Transformers
17521 | TRANSFORMER,DISTRIBUTION | 11 KV;25 KVA;1 PHASE;POLE BOLT MTG;BSH HV 90 LV BSH;MINERAL OIL INSULATED;ONAN; 7 TAP POSITIONS;11 KV/500-250 V,GALV TANK;PRE-FITTED WITH SURGE ARRESTERS & | Distribution Transformers
9262 | TRANSFORMER,DISTRIBUTION | 11 KV;30 KVA;3 PHASE;CROSSARM,PLATFORM MTG;BSH HV 180 LV BSH;MINERAL OIL INSULATED;ONAN;DYN 11;FURTHER DETAILS TO BE ENTERED IN PLANT MANAGEMENT SYSTEM; | Distribution Transformers
9258 | TRANSFORMER,DISTRIBUTION | 11 KV;10 KVA;3 PHASE;CROSSARM,PLATFORM MTG;BSH HV 180 LV BSH;MINERAL OIL INSULATED;ONAN;DYN 11; | Distribution Transformers
9254 | TRANSFORMER,DISTRIBUTION | 11 KV;50 KVA;3 PHASE;CROSSARM MTG;BSH HV 2 X 90 LV BSH;MINERAL OIL INSULATED;ONAN ;DYN 11;FURTHER DETAILS TO BE ENTERED IN PLANT MANAGEMENT SYSTEM,USED IN REGIONAL | Distribution Transformers
2469781 | TRANSFORMER,DISTRIBUTION | 11kV, 1500kVA, 3 Ph, Epoxy Encapsulated Dry Type, IP21 Enclosure, Top or Bottom Cable Entry, 7Tap 6% Z, 75kV BIL Impulse Strength c/w LV Monitoring, | Distribution Transformers
25121 | TRANSFORMER,DISTRIBUTION | 11 KV;1500 KVA;PADMOUNT (SQUARE STYLE); HV HAZ LV BSH;MINERAL OIL INSULATED; ONAN;DYN 11;3CR12 CUBICLE;7 TAP POSN;C/W SIEMENS 8DJH/RRT NON-EXT HV RMU; | Distribution Transformers
25120 | TRANSFORMER,DISTRIBUTION | 11kV, 1000kVA, Padmount, Square, HV Haz LV Bsh, Mineral Oil Insulated, ONAN, DYN 11, 3CR12 Cubicle, 7 Tap Posn c/w Siemens 8DJH RMU RRT Non-Ext HV RMU & | Distribution Transformers
25119 | TRANSFORMER,DISTRIBUTION | 11kV, 750kVA, Padmount, Square, HV Haz LV Bsh, Mineral Oil Insulated, ONAN, DYN 11, 3CR12 Cubicle, 7 Tap Posn c/w Siemens 8DJH RMU RRT Non-Ext HV RMU & | Distribution Transformers
25118 | TRANSFORMER,DISTRIBUTION | 11kV, 500kVA, Padmount, Square, HV Haz LV Bsh, Mineral Oil Insulated, ONAN, DYN 11, 3CR12 Cubicle, 7 Tap Posn c/w Siemens 8DJH RMU RRT Non-Ext HV RMU & | Distribution Transformers
25117 | TRANSFORMER,DISTRIBUTION | Padmount, 11kV, 315kVA, (Sq) HV Haz LV Bsh, Mineral Oil Insulated, ONAN, DYN 11, 3CR12 Cubicle, 7 Tap Posn c/w Siemens 8DJH RMU RRT Non-Ext HV RMU & | Distribution Transformers
24804 | TRANSFORMER,DISTRIBUTION | 11 KV;1500 KVA;3 PH;EPOXY ENCAPSULATED; DRY TYPE;IP21;ENCLOSURE;TOP OR BOTTOM CABLE ENTRY;7 TAP 6% Z;75 KV BIL (IMPULSE STRENGTH);C/W LOW-VOLTAGE | Distribution Transformers
24643 | TRANSFORMER,DISTRIBUTION | 11 KV;1000 KVA;PADMOUNT (SQUARE STYLE) IAC-AB;HV HAZ LV BSH;MINERAL OIL INSULA ONAN;DYN 11;3CR12 CUBICLE; 7 TAP POSN C\W SAFELINK2 C-F-C(CFI) NON-EXT HV | Distribution Transformers
24641 | TRANSFORMER,DISTRIBUTION | 11 KV;500 KVA;PADMOUNT (SQUARE STYLE); IAC-AB;HV HAZ LV BSH;MINERAL OIL INSULAT ONAN;DYN 11;3CR12 CUBICLE;7 TAP POSN;C/W SAFELINK2 C-F-C(CFI) NON-EXT HV RMU | Distribution Transformers
24640 | TRANSFORMER,DISTRIBUTION | 11 KV;315 KVA;PADMOUNT (SQUARE STYLE);HV IAC-AB;HV HAZ LV BSH;MINERAL OIL INSULAT ONAN;DYN 11;3CR12 CUBICLE;7 TAP POSN;C/W ABB SAFELINK2 C-F-C(CFI) NON-EXT HV RMU | Distribution Transformers
23704 | TRANSFORMER,DISTRIBUTION | Padmount, 11kV, 500kVA, 4-Way (Rect) HV Haz LV Bsh, Mineral Oil Insulated, ONAN, Dyn11, 3CR12 Cubicle, 7 Tap Posn c/w ABB Safelink 11kV RMU CFCC & | Distribution Transformers
23495 | TRANSFORMER,DISTRIBUTION | 11kV;100KVA;3PHASE;POLE BOLT MTG;BSH HV 90 LV BSH; MINERAL OIL INSUL; ONAN; DYN11;ON-LOAD TAP CHG +- 10%;11kV/433- 250V;GALV TANK;PREF-FITTED WITH SURGE | Distribution Transformers
23396 | TRANSFORMER,DISTRIBUTION | WILSON - SWER POLE MOUNT; 12.7kV, 25kVA (scm); (PURCHASE FROM ERGON); | Distribution Transformers
920810 | TRANSFORMER,DISTRIBUTION | REFURBISHED;33 KV;200 KVA;3 PHASE; PLATFORM & POLE MTG;LID BSH HV 90 LV BSH SIDE;MINERAL OIL INSULATED;ONAN; DZNO;7 TAP POSN;33 KV / 433-250 V; | Distribution Transformers
30107 | TRANSFORMER,DISTRIBUTION | BARE NO CUBICLE;11 KV;500 KVA;PADMOUNT (RECTANGULAR);HV HAZ LV BSH;MINERAL OIL INSULATED;ONAN;DYN 11;7 TAP POSN;C/W ABB SAFELINK RMU; | Distribution Transformers
22442 | TRANSFORMER,DISTRIBUTION | 11 KV;25 KVA;3 PHASE;POLE BOLT MTG;BSH HV 90 LV BSH;MINERAL OIL INSULATED;ONAN; DYN 11;7 TAP POSN;11 KV/433-250 V;SQUARE GALV TANK;PRE-FITTED WITH SURGE | Distribution Transformers
22443 | TRANSFORMER,DISTRIBUTION | 11 KV;63 KVA;3 PHASE;POLE BOLT MTG;BSH HV 90 LV BSH;MINERAL OIL INSULATED;ONAN; DYN 11;7 TAP POSN;11 KV/433-250 V;SQUARE GALV TANK;PRE-FITTED WITH SURGE | Distribution Transformers
21676 | TRANSFORMER,DISTRIBUTION | 11 KV;1500 KVA;3 PH;EPOXY ENCAPSULATED; DRY TYPE;IP21;ENCLOSURE;TOP OR BOTTOM CABLE ENTRY;7 TAP 6% Z;75 KV BIL (IMPULSE STRENGTH);C/W LOW-VOLTAGE | Distribution Transformers
21674 | TRANSFORMER,DISTRIBUTION | 11 KV;1000 KVA;3 PH;EPOXY ENCAPSULATED; DRY TYPE;IP21;ENCLOSURE;TOP OR BOTTOM CABLE ENTRY;7 TAP 6% Z;75 KV BIL (IMPULSE STRENGTH);C/W LOW VOLTAGE | Distribution Transformers
21672 | TRANSFORMER,DISTRIBUTION | 11 KV;750 KVA;3 PH;EPOXY ENCAPSULATED; DRY TYPE;IP21;ENCLOSURE;TOP OR BOTTOM CABLE ENTRY;7 TAP 6% Z;75 LV BIL (IMPULSE STRENGTH);C/W LOW-VOLTAGE | Distribution Transformers
21670 | TRANSFORMER,DISTRIBUTION | 11 KV;500 KVA;3 PHASE;EPOXY ENCAPSULATED ;DRY TYPE;IP21;ENCLOSURE;TOP OR BOTTOM CABLE ENTRY;7 TAP 4% Z;75 KV BIL (IMPULSE STRENGTH);C/W LOW-VOLTAGE | Distribution Transformers
21668 | TRANSFORMER,DISTRIBUTION | 11 KV;315 KVA;3 PHASE;EPOXY ENCAPSULATED ,DRY TYPE;IP21 ENCLOSURE;TOP OR BOTTOM CABLE ENTRY;7 TAP 4% Z;75 KV BIL (IMPULSE STRENGTH);C/W LOW-VOLTAGE | Distribution Transformers
21667 | TRANSFORMER,DISTRIBUTION | 11 KV;1500 KVA;3 PHASE;GROUND MTG;HV 180 LV BSH;MINERAL OIL INSULATED;ONAN;DYN 11 ;LOW IMPEDANCE TYPE;7 TAP POSN;C/W LOW- VOLTAGE MONITORING;LV CT'S 1500/5 AMP,5 | Distribution Transformers
21666 | TRANSFORMER,DISTRIBUTION | 11 KV;1000 KVA;3 PHASE;GROUND MTG;AIR HV 180 LV BSH;MINERAL OIL INSULATED;ONAN; DYN 11;LOW IMPEDANCE TYPE;7 TAP SWITCH POSN;C/W LOW-VOLTAGE MONITORING;LV | Distribution Transformers
21665 | TRANSFORMER,DISTRIBUTION | 11 KV;750 KVA;3 PHASE;GROUND MTG;AIR HV 180 LV BSH;MINERAL OIL INSULATED;ONAN; DYN 11;LOW INPEDANCE TYPE;7 TAP SWITCH POSN;C/W LOW-VOLTAGE MONITORING;LV | Distribution Transformers
21658 | TRANSFORMER,DISTRIBUTION | 11 KV;1000 KVA;PADMOUNT (RECTANGULAR); HV HAZ LV BSH;MINERAL OIL INSULATED;ONAN ;DYN 11;3CR12 CUBICLE;7 TAP POSN;C/W LV SWITCHGEAR;C/W ABB SAFELINK RMU;C/W | Distribution Transformers
21656 | TRANSFORMER,DISTRIBUTION | 11 KV;750 KVA;PADMOUNT (RECTANGULAR)HV HAZ LV BSH;MINERAL OIL INSULATED;ONAN; DYN 11;3CR12 CUBICLE;7 TAP POSN;C/W JEAN MULLER LV SWITCHGEAR;C/W ABB SAFELINK | Distribution Transformers
21655 | TRANSFORMER,DISTRIBUTION | 11 KV;500 KVA;PADMOUNT (RECTANGULAR);HV HAZ LV BSH;MINERAL OIL INSULATED;ONAN; DYN 11;3CR12 CUBICLE;7 TAP POSN;C/E JEAN MULLER KV SWITCHGEAR;C/W ABB SAFELINK | Distribution Transformers
21654 | TRANSFORMER,DISTRIBUTION | 11 KV;315 KVA;PADMOUNT (RECTANGULAR);HV HAZ LV BSH;MINERAL OIL INSULATED;ONAN; DYN 11;3CR12 CUBICLE;7 TAP POSN;C/W JEAN MULLER LV SWITCHGEAR;C/W ABB SAFELINK | Distribution Transformers
21653 | TRANSFORMER,DISTRIBUTION | 11 KV;500 KVA;3 PHASE;POLE BOLT MTG;BSH HV 90 LV BSH;MINERAL OIL INSULATED;ONAN; DYN 11;7 TAP POSN;11 KV/433-250 V;GALV TANK;PRE-FITTED WITH SURGE ARRESTERS & | Distribution Transformers
21652 | TRANSFORMER,DISTRIBUTION | 11 KV;315 KVA;3 PHASE;POLE BOLT MTG;BSH HV 90 LV BSH;MINERAL OIL INSULATED;ONAN; DYN 11;7 TAP POSN;11 KV/433-250 V;GALV TANK;PRE-FITTED WITH SURGE ARRESTERS & | Distribution Transformers
21651 | TRANSFORMER,DISTRIBUTION | 11 KV;200 KVA;3 PHASE;POLE BOLT MTG;BSH HV 90 LV BSH;MINERAL OIL INSULATED;ONAN; DYN 11;7 TAP POSN;11 KV/433-250 V;GALV TANK;PRE-FITTED WITH SURGE ARRESTERS;& | Distribution Transformers
21650 | TRANSFORMER,DISTRIBUTION | 11 KV;100 KVA;3 PHASE;POLE BOLT MTG;BSH HV 90 LV BSH;MINERAL OIL INSULATED;ONAN; DYN 11;7 TAP POSN;11 KV/433-250 V;GALV TANK;PRE-FITTED WITH SURGE ARRESTERS & | Distribution Transformers
22121 | TRANSFORMER,DISTRIBUTION | 33 KV/3.3 KV;3 MVA;3 PHASE;GROUND MTG; HV AIR 180 LV AIR;MINERAL OIL INSULATED; ONAN;DYN 11;C/W VACUUM OLTC;17 TAP POSN; ATTACHED RADIATORS;7.5% NOMINAL ON | Distribution Transformers
22120 | TRANSFORMER,DISTRIBUTION | 33 KV/3.3 KV;3 MVA;3 PHASE;GROUND MTG; HV BSH 180 LV BSH;MINERAL OIL INSULATED; ONAN;DYN 11;C/W VACUUM OLTC;17 TAP POSN; ATTACHED RADIATOR;7.5 % NOMINAL ON 3 MVA | Distribution Transformers
2498731 | TRANSFORMER,DISTRIBUTION | Groundmount, 22kV/433-250V, 315kVA, 3Ph, HV Bsh DIN Interface A, LV Bsh, KNAN FR3 Fluid, Dyn 11, 7 Tap Posn HV & LV Cable Box Fitted, Pressure Relief, for BESS | Distribution Transformers
2495257 | TRANSFORMER,DISTRIBUTION | Padmount, 11kV, 315kVA, (Rect) HV Haz LV Bsh, Mineral Oil Insulated, KNAN, DYN 11, 3CR12 Cubicle, 7 Tap Posn, LV Board to Dwg 816-7567-31, c/w ABB | Distribution Transformers
2492619 | TRANSFORMER,DISTRIBUTION | Pole Mount, 11kV, 500kVA, 3Ph, Ester Oil (FR3) | Distribution Transformers
2492601 | TRANSFORMER,DISTRIBUTION | Pole Mount, 11kV, 63kVA, 3Ph, Ester Oil (FR3) | Distribution Transformers
2492593 | TRANSFORMER,DISTRIBUTION | Pole Mount, 11kV, 25kVA, 1Ph, Ester Oil (FR3) | Distribution Transformers
2492585 | TRANSFORMER,DISTRIBUTION | Pole Mount, 11kV, 10kVA, 1Ph, Ester Oil (FR3) | Distribution Transformers
2492148 | TRANSFORMER,DISTRIBUTION | Groundmount, 33kV/433V, 1500kVA, 3Ph, 50Hz, O/A 1921 x 1948mm, KNAN, Dyn11, HV Bushing DIN Interface C, c/w LV & HV Cable Box (scm) | Distribution Transformers
2489110 | TRANSFORMER,DISTRIBUTION | Groundmount, 22kV/433-250V, 315kVA, 3Ph, HV Bushing DIN Interface A, LV Bsh, KNAN FR3 Fluid, Dyn 11, 7 Tap Positions HV & LV Cable Box Fitted, Pressure Relief | Distribution Transformers
2482032 | TRANSFORMER,DISTRIBUTION | Padmount, 11kV, 315kVA (Sq) HVIAC-AB, HV Haz LV Bsh, Mineral Oil Insulated, DYN 11, 3CR12 Cubicle, Volt Regulating, OLTC, 9 Tap Posn c/w ABB Safelink2 (CFC) | Distribution Transformers
2482024 | TRANSFORMER,DISTRIBUTION | Pole Mount, 11kV, 200kVA, 3 Ph, Bsh HV 90 LV Bsh, Mineral Oil Insulated, ONAN, DYN 11, Volt Regulating, OLTC, 9 Tap Posn, 11kV/433-250V, Galv Tank, Fitted | Distribution Transformers
2477958 | TRANSFORMER,DISTRIBUTION | Padmount, 11kV, 1000 kVA, 4-Way (Sq), ONAN, DYN11, 3CR12 Cubicle, c/w ABB Safelink 2 CFCC & LV Switchboard w/ Jean Muller Switchgear, LV Monitoring, LV CTs | Distribution Transformers
2477941 | TRANSFORMER,DISTRIBUTION | Padmount, 11kV, 750 kVA, 4-Way (Sq), ONAN, DYN11, 3CR12 Cubicle, c/w ABB Safelink 2 CFCC & LV Switchboard w/ Jean Muller Switchgear, LV Monitoring, LV CTs | Distribution Transformers
2477933 | TRANSFORMER,DISTRIBUTION | Padmount, 11kV, 500 kVA, 4-Way (Sq), ONAN, DYN11, 3CR12 Cubicle, c/w ABB Safelink 2 CFCC & LV Switchboard w/ Jean Muller Switchgear, LV Monitoring, LV CTs | Distribution Transformers
2477925 | TRANSFORMER,DISTRIBUTION | Padmount, 11kV, 315 kVA, 4-Way (Sq), ONAN, DYN11, 3CR12 Cubicle, c/w ABB Safelink 2 CFCC & LV Switchboard w/ Jean Muller Switchgear, LV Monitoring, LV CTs | Distribution Transformers
2427243 | TRANSFORMER,DISTRIBUTION | Groundmount, 11kV/433-250V, 500kVA, 3Ph, 180 LV Bsh, HV & LV Air Cable Box, ONAN, Dyn11, 7 Tap Positions, JTS 02-03-01 (scm) | Distribution Transformers
2475069 | TRANSFORMER,DISTRIBUTION | Padmount Substation, 11kV, 1000kVA, 3 Ph (Sq), ABB Safelink 2 (CFC) Switchgear & LV Switchgear, Energex Branded c/w Padlock, JTS 02-02-03 (scm) | Distribution Transformers
2475051 | TRANSFORMER,DISTRIBUTION | Padmount Substation, 11kV, 750kVA, 3 Ph (Sq), ABB Safelink 2 (CFC) Switchgear & LV Switchgear, Energex Branded c/w Padlock, JTS 02-02-03 (scm) | Distribution Transformers
2475044 | TRANSFORMER,DISTRIBUTION | Padmount Substation, 11kV, 500kVA, 3 Ph (Sq), ABB Safelink 2 (CFC) Switchgear & LV Switchgear, Energex Branded c/w Padlock, JTS 02-02-03 (scm) | Distribution Transformers
2475036 | TRANSFORMER,DISTRIBUTION | Padmount Substation, 11kV, 315kVA, 3 Ph (Sq), ABB Safelink 2 (CFC) Switchgear & LV Switchgear, Energex Branded c/w Padlock, JTS 02-02-03 (scm) | Distribution Transformers
2473866 | TRANSFORMER,DISTRIBUTION | Groundmount, 11kV/433-250V, 315kVA, 3Ph, Air HV 180 LV Bsh, KNAN, FR3 Fluid Vol 580Ltr, Dyn 11, 7 Tap Positions, LV & HV Cable Box Fitted, OTI Dial Type, | Distribution Transformers
859803 | TRANSFORMER,DISTRIBUTION | 12.7 KV;10 KVA;1 PHASE;CROSSARM MTG;BSH HV 90 LV BSH;MINERAL OIL INSULATED;ONAN; SWER;LV 500/250 V,20/40/AMP; | Distribution Transformers
9164 | TRANSFORMER,DISTRIBUTION | 11 KV;300 KVA;3 PHASE;PLATFORM MTG;BSH HV 180 LV BSH;MINERAL OIL INSULATED;ONAN ;DYN 11;FURTHER DETAILS TO BE ENTERED IN PLANT MANAGEMENT SYSTEM,USED IN | Distribution Transformers
9163 | TRANSFORMER,DISTRIBUTION | 11 KV;250 KVA;3 PHASE;PLATFORM MTG;BSH HV 180 LV BSH;MINERAL OIL INSULATED; ONAN;DYN 11; | Distribution Transformers
9153 | TRANSFORMER,DISTRIBUTION | 11 KV;100 KVA;3 PHASE;PLATFORM MTG;BSH HV 180 LV BSH;MINERAL OIL INSULATED;ONAN ;DYN 11;3 C/TS FITTED;FURTHER DETAILS TO BE ENTERED IN PLANT MANAGEMENT SYSTEM, | Distribution Transformers
9149 | TRANSFORMER,DISTRIBUTION | 11 KV;200 KVA;3 PHASE;PADMOUNT; HAZ HV 180 LV BSH;MINERAL OIL INSULATED; ONAN;DYN 11;INTERNAL C/TS;FURTHER DETAILS TO BE ENTERED IN PLANT MGMT SYS; | Distribution Transformers
2486900 | TRANSFORMER,EARTHING | 11kV, 2500A/10 Sec, 8 Ohms/Ph, ZN, KNAN, Natural Ester, Interface C1 Bushings, CT Mounts | Substation Transformers
2486918 | TRANSFORMER,EARTHING | 11kV, 2500A/10 Sec, 9 Ohms/Ph, ZN, KNAN, Natural Ester, Interface C1 Bushings, CT Mounts | Substation Transformers
12998 | TRANSFORMER,EARTHING | 11 KV;3 PHASE;50 HZ;ONAN;INTERCONNECTED STAR;2500 AMP FOR 10 SEC;9 OHMS PER PHASE;C/W 1 X 400/200/5 AMP CT & 1 X 2000/1600/800/1.67 AMP CT'S; | Distribution Transformers
4735 | TRANSFORMER,ISOLATION | 15 KV - 2 KV;200 OHMS - 600 OHMS; TYPE 8801; | Distribution Transformers
2482222 | TRANSFORMER,ISOLATION | AFLC, 66kV, 3 Ph, 269kVA, 224mH, 217hZ ONAN Isolation Transformer/Reactor, EESS-10730-01-0E | Substation
24219 | TRANSFORMER,ISOLATION | 15KV ISOLATION TRANSFORMER; 150 OHM:150 OHM; WIDE PASS BAND SUITABLE FOR XDSL; 8KHZ TO 12 MHZ; TRANSFORMER ENCAPSULATED IN EPOXY RESIN; USE TO | Distribution Transformers
22697 | TRANSFORMER,ISOLATION | 415 V/415 V;100 KVA;STAR/STAR;SECONDARY NEUTRAL CONNECTED EARTHED TO ENCLOSURE;ENCLOSURE RATING (IP) 56; 70 SQ MM BOLT TERMINATED CONNECTIONS; | Substation
21473 | TRANSFORMER,ISOLATION | 415 V/415 V;100 KVA;CONNECTION YYNO;IP23 ;15 KV ISOLATION BETWEEN PRIMARY & SECONDARY & BETWEEN & EARTH; MANUFACTURED FROM ZINCANNEAL THEN | Substation
21049 | TRANSFORMER,ISOLATION | REYROLLE 4T82;PILOT WIRE;15 KV ISOL TFMR;FLUSH MTG; | Protection Relay
19602 | TRANSFORMER,ISOLATION | 15 KV-2 KV;150 OHM;150 OHM; | Distribution Transformers
13441 | TRANSFORMER,ISOLATION | 15 KV - 2 KV;150 OHMS - 150 OHMS;TYPE REKP; | Distribution Transformers
15756 | TRANSFORMER,ISOLATION | 15/50 KV INSULATION LEVEL;240 V,250/250 RATIO,100 VA BURDEN,1 PH,3% IMPEDANCE; 8 KG WEIGHT;RESIN CAST; | Distribution Transformers
11941 | TRANSFORMER,METERING | INDOOR TYPE;FREE STANDING;11/12 KV;OIL F ILLED TANK;HV FUSES INSIDE TANK;2 CT'S,C LASS 0.5,15 VA;RATIO 100/50/5 AMP;1 VT,C LASS 0.5 M OUTPUT 100/200 VA PHASE; | Meters
866001 | TRANSFORMER,METERING | 11kV/110kV, 400A, 3Ph, Distribution Use ONLY c/w 11kV/110V, 3Ph 50VA/ph Cls 0.5m3p VT, 3 x 200/5 Cls 15VA/ph 0.5m2 CT, 6 x HV Bushings, Pole/Platform Mount | Meters
21221 | TRANSFORMER,METERING | OUTDOOR TYPE;FREE STANDING;12 KV; 400 AMP;25 KA FOR 3 SECS;OIL INSULATED; PACK OF 1,PACK WEIGHT 750 KG; | Meters
21185 | TRANSFORMER,METERING | INDOOR/OUTDOOR TYPE;FREE STANDING; 36 KV;800 AMP;OIL INSULATED;31.5 KA FOR 3 SECS;PACK OF 1,PACK WEIGHT ESTIMATE 1000 KG; | Meters
20770 | TRANSFORMER,METERING | OUTDOOR TYPE;POLE MTG;36 KV;400 AMP;OIL INSULATED;31.5 KA FOR 3 SECS;PACK OF 1, PACK WEIGHT 1000 KG; | Meters
20752 | TRANSFORMER,METERING | INDOOR/OUTDOOR TYPE;FREE STANDING; 12 KV;3 PHASE;1600 AMP;OIL FILLED DOUBLE CABLE BOX;CT'S,CLASS 0.5,ME2,15 VA;RATIO 800/5 AMP;3 PH VT;CLASS 0.5M;VOLTAGE | Meters
24818 | TRANSFORMER,METERING | OUTDOOR TYPE;FREE STANDING;12 KV; 400A;25 KA/3 SECS;OIL INSULATED; BOTTOM ENTRY;COMPACT DESIGN; TYPE C HV BUSHING; 550KG | Meters
24817 | TRANSFORMER,METERING | OUTDOOR TYPE;FREE STANDING;12 KV; 100A;13 KA/3 SECS;OIL INSULATED; BOTTOM; ENTRY; COMPACT DESIGN; TYPE C HV BUSHING C/W50/5A WOUND PRIMARY CTS; 550KG; | Meters
12185 | TRANSFORMER,METERING | OUTDOOR TYPE;FREE STANDING;11/12 KV;OIL FILLED TANK;HV FUSES INSIDE TANK;2 CT'S, CLASS 0.5,15 VA;RATIO 50/5 AMP;1 VT,CLAS S 0.5M OUTPUT 100/200 VA PHASE; | Meters
12182 | TRANSFORMER,METERING | OUTDOOR TYPE;POLE/PLATFORM MTD;11/12 KV; OIL FILLED TANK;HV FUSES INSIDE TANK; 2 CT'S,CLASS 0.5,15 VA;RATIO 25/5 AMP; 1 VT,CLASS 0.5M OUTPUT 100/200 VA/ | Meters
11942 | TRANSFORMER,METERING | OUTDOOR TYPE;FREE STANDING;11/12 KV;OIL FILLED TANK;HV FUSES INSIDE TANK;2 CT'S, CLASS 0.5,15 VA;RATIO 200/100/5 AMP;1 VT ,CLASS 0.5M OUTPUT 100/200 VA PHASE; | Meters
18730 | TRANSFORMER,METERING | OUTDOOR TYPE;FREE STANDING;22 KV;AIR INSULATED ENCLOSURE;NO HV FUSES;2 CT'S, CLASS 0.5 M,OUTPUT 15 VA;RATIO 100/50/5 AMP;3 VT'S,CLASS 0.5 M,OUTPUT 50 VA/ | Meters
16644 | TRANSFORMER,METERING | INDOOR TYPE;FREE STANDING;11/12 KV;OIL FILLED TANK;HV FUSES INSIDE TANK;2 CT'S, CLASS 0.5,15 VA,RATIO 200/100/5 AMP,1 VT, CLASS 0.5 M OUTPUT 100/200 VA PHASE; | Meters
11940 | TRANSFORMER,METERING | OUTDOOR TYPE;FREE STANDING;11/12 KV;OIL FILLED TANK;HV FUSES INSIDE TANK;2 CT'S, CLASS 0.5,15 VA;RATIO 50/25/5 AMP;1 VT,C LASS 0.5M OUTPUT 100/200 VA PHASE; | Meters
11291 | TRANSFORMER,METERING | OUTDOOR TYPE;POLE/PLATFORM MTD;11/12 KV; OIL FILLED TANK;HV FUSES INSIDE TANK; 2 CT'S,CLASS 0.5,15 VA;RATIO 50/25/5 AMP ;1 VT,CLASS 0.5M OUTPUT 100/200 VA; | Meters
11292 | TRANSFORMER,METERING | OUTDOOR TYPE;POLE/PLATFORM MTD;11/12 KV; OIL FILLED TANK;HV FUSES INSIDE TANK; T'S,CLASS 0.5,15 VA;RATIO 100/50/5 AMP ;1 VT,CLASS 0.5M OUTPUT 100/200 VA | Meters
20858 | TRANSFORMER,POWER | 33 KV/11 KV;15 MVA;3 PHASE;GROUND MTG;HV AIR 90 LV AIR;MINERAL OIL INSULATED;ONAF ;DYN 11;C/W VACUUM OLTC 23 TAP POSN; ATTACHED RADIATOR;REDUCED SOUND LEVEL | Substation Transformers
20857 | TRANSFORMER,POWER | 33 KV/11 KV;15 MVA;3 PHASE;GROUND MTG;HV BSH 90 LV AIR;MINERAL OIL INSULATED;ONAF ;DYN 11;C/W VACUUM OLTC 23 TAP POSN;FREE STANDING RADIATOR;REDUCED SOUND LEVEL | Substation Transformers
20856 | TRANSFORMER,POWER | 33 KV/11 KV;15 MVA;3 PHASE;GROUND MTG;HV BSH 90 LV AIR;MINERAL OIL INSULATED;ONAF ;DYN 11;C/W VACUUM OLTC 23 TAP POSN; ATTACHED RADIATOR;REDUCED SOUND LEVEL | Substation Transformers
20855 | TRANSFORMER,POWER | 33 KV/11 KV;8 MVA;3 PHASE;GROUND MTG;HV PLUG 180 LV PLUG;MINERAL OIL INSULATED; ONAN;DYN 11;C/W VACUUM OLTC 23 TAP POSN; ATTACHED RADIATOR;50 KVA;11 KV/415 V; | Substation Transformers
20854 | TRANSFORMER,POWER | 33 KV/11 KV;8 MVA;3 PHASE;GROUND MTG;HV BSH 180 LV BSH;MINERAL OIL INSULATED; ONAF;DYN 11;C/W VACUUM OLTC 23 TAP POSN; ATTACHED RADIATOR; | Substation Transformers
20875 | TRANSFORMER,POWER | 132 KV/33 KV/11 KV;60 MVA;3 PHASE;GROUND MTG;HV BSH 180 MV BSH LV BSH;MINERAL OIL INSULATED;ODAF;YNYN0/D 11;C/W VACUUM OLTC 23 TAP POSN;ATTACHED RADIATOR; | Substation Transformers
20874 | TRANSFORMER,POWER | 110 KV/33 KV/11 KV;60 MVA;3 PHASE;GROUND MTG;HV BSH 180 MV BSH LV BSH;MINERAL OIL INSULATED;ODAF;YNYN0/D 11;C/W VACUUM OLTC 23 TAP POSN;FREE STANDING RADIATOR | Substation Transformers
20873 | TRANSFORMER,POWER | 110 KV/33 KV/11 KV;60 MVA;3 PHASE;GROUND MTG;HV BSH 180 MV BSH LV BSH;MINERAL OIL INSULATED;ODAF;YNYN0/D 11;C/W VACUUM OLTC 23 TAP POSN;ATTACHED RADIATOR; | Substation Transformers
20872 | TRANSFORMER,POWER | 110 KV/11 KV/11 KV;60 MVA;3 PHASE; GROUND MTG;HV BSH 180 LV AIR;MINERAL OIL INSULATED;ODAF;YND 11/D 11;C/W VACUUM OLTC 27 TAP POSN;FREE STANDING | Substation Transformers
20871 | TRANSFORMER,POWER | 132 KV/11 KV;60 MVA;3 PHASE;GROUND MTG; HV BSH 180 LV AIR;MINERAL OIL INSULATED; ODAF;YND 11;C/W VACUUM OLTC 27 TAP POSN; FREE STANDING RADIATOR;DRMCC;REDUCED | Substation Transformers
20870 | TRANSFORMER,POWER | 110 KV/11 KV;60 MVA;3 PHASE;GROUND MTG; HV BSH 180 LV AIR;MINERAL OIL INSULATED; ODAF;YND 11;C/W VACUUM OLTC 27 TAP POSN; FREE STANDING RADIATOR;DRMCC;REDUCED | Substation Transformers
20869 | TRANSFORMER,POWER | 132 KV/11 KV;60 MVA;3 PHASE;GROUND MTG; HV BSH 180 LV AIR;MINERAL OIL INSULATED; ODAF;YND 11;C/W VACUUM OLTC 27 TAP POSN; FREE STANDING RADIATOR;DRMCC; | Substation Transformers
20868 | TRANSFORMER,POWER | 110 KV/11 KV;60 MVA;3 PHASE;GROUND MTG; HV BSH 180 LV AIR;MINERAL OIL INSULATED; ODAF;YND 11;C/W VACUUM OLTC 27 TAP POSN; FREE STANDING RADIATOR;DRMCC; | Substation Transformers
20867 | TRANSFORMER,POWER | 132 KV/11 KV;30 MVA;3 PHASE;GROUND MTG; HV BSH 180 LV AIR;MINERAL OIL INSULATED; ODAF;YND 11;C/W VACUUM OLTC 23 TAP POSN; FREE STANDING RADATIOR;DRMCC;REDUCED | Substation Transformers
2499663 | TRANSFORMER,POWER | Groundmount, 33kV/11kV, 5/8MVA, 3Ph, HV Plug, 180 LV Plug, Mineral Oil Insul, ONAF, Dyn11, Vacuum OLTC 23 Tap Posn, Attached Radiator, MD100m | Substation Transformers
2498764 | TRANSFORMER,POWER | Groundmount, 11kV/450V/450V, 5MVA, 3Ph, Dy11y11, KNAN FR3 | Substation Transformers
2498756 | TRANSFORMER,POWER | Groundmount, 11kV/560V/560V, 5MVA, 3Ph, Dyn11yn11, KNAN FR3 | Substation Transformers
2498749 | TRANSFORMER,POWER | Groundmount, 22kV/560V/560V, 5MVA, 3Ph, Dyn11yn11, KNAN FR3 | Substation Transformers
2493245 | TRANSFORMER,POWER | Groundmount, 33kV/11kV, 10/15MVA, 3Ph, HV Plug, 90 LV Plug, Mineral Oil Insul, ODAF, Dyn11, Vacuum OLTC 23 Tap Posn, Attached Radiator, MD100m, Reduced Sound | Substation Transformers
2491272 | TRANSFORMER,POWER | Groundmount, 110kV/33kV, 80MVA, 3Ph, HV Vertical RIP, 180 LV Plug, Mineral Oil Insul, ODAF, YNyn0+d, Vacuum OLTC 23 Tap Posn, F/S Radiator, MD100m | Substation Transformers
2489805 | TRANSFORMER,POWER | Groundmount, 33kV/11kV, 15/25MVA, 3Ph, HV Plug, 90 LV Plug, Natural Ester Insul, ODAF, Dyn11, Vacuum OLTC 23 Tap Posn, Attached Radiator, MD100m, Reduced | Substation Transformers
2489797 | TRANSFORMER,POWER | Groundmount, 33kV/11kV, 15/25MVA, 3Ph, HV Plug, 90 LV Plug, Mineral Oil Insul, ODAF, Dyn11, Vacuum OLTC 23 Tap Posn, Attached Radiator, MD100m, Reduced Sound | Substation Transformers
2489540 | TRANSFORMER,POWER | Groundmount, 132kV/11kV, 36/60MVA, 3Ph, HV Vertical RIP, 180 LV Plug, Mineral Oil Insul, ODAF, YND11, Vacuum OLTC 27 Tap Posn, F/S Radiator, MD100m, Reduced | Substation Transformers
2477214 | TRANSFORMER,POWER | Groundmount, 110/11kV, 36/60MVA, 3 Ph, HV Oil, 180 LV Plug, Mineral Oil Insul, ODAF, YNd11 c/w Vacuum OLTC 27 Tap Posn, F/S Radiator, DRMCC, Reduced Sound Level | Substation Transformers
43 | TRANSFORMER,POWER | Groundmount, 132-110/66-33/11kV, 69MVA, 3 Ph, HV Bsh, 180 LV Air, Mineral Oil, ODAF, YNyn0d1 c/w Vacuum OLTC 17 Tap Posn, Free Standing Radiator, YOM 2008 | Network Spares
22820 | TRANSFORMER,POWER | 33 KV/11 KV;8 MVA;3 PHASE;GROUND MTG;HV PLUG 180 LV PLUG;MINERAL OIL INSULATED; ONAN;DYN 11;C/W VACUUM OLTC 23 TAP POSN; ATTACHED RADIATORS AT JOB SITE;INCLUDING | Substation Transformers
22444 | TRANSFORMER,POWER | 33 KV/5.5 KV;8 MVA;3 PHASE;GROUND MTG;HV BSH 180 LV AIR;MINERAL OIL INSULATED; ONAF;DYN 11;C/W VACUUM OLTC 17 TAP POSN; ATTACHED RADIATOR; | Substation Transformers
21830 | TRANSFORMER,POWER | 132 KV/11 KV/11 KV;60 MVA;3 PHASE;GROUND MTG;HV BSH 180 LV AIR;MINERAL OIL INSULATED;ODAF;YND 11/D11;C/W VACCUM OLTC 27 TAP POSN;FREE STANDING RADIATOR; | Substation Transformers
21734 | TRANSFORMER,POWER | 132 KV/33 KV/11 KV;80 MVA;3 PHASE;GROUND MTG;HV BSH 180 MV AIR LV BSH;MINERAL OIL INSULATED;ODAF;YNYNO/D11;C/W VACUUM OLTC 23 TAP POSN;FREE STANDING RADIATOR; | Substation Transformers
20882 | TRANSFORMER,POWER | 110 KV/33 KV/11 KV;120 MVA;3 PHASE; GROUND MTG;HV BSH 180 MV AIR LV BSH; MINERAL OIL INSULATED;ODAF;YNYN0/D 11; C/W VACUUM OLTC 23 TAP POSN;FREE | Substation Transformers
20881 | TRANSFORMER,POWER | 110 KV/33 KV/11 KV;120 MVA;3 PHASE; GROUND MTG;HV BSH 180 MV BSH LV BSH; MINERAL OIL INSULATED;ODAF;YNYN0/D 11; C/W VACUUM OLTC 23 TAP POSN;FREE | Substation Transformers
20880 | TRANSFORMER,POWER | 110 KV/33 KV/11 KV;80 MVA;3 PHASE;GROUND MTG;HV BSH 180 MV AIR LV BSH;MINERAL OIL INSULATED;ODAF;YNYN0/D 11;C/W VACUUM OLTC 23 TAP POSN;FREE STANDING;RADIATOR | Substation Transformers
20879 | TRANSFORMER,POWER | 132 KV/33 KV/11 KV;80 MVA;3 PHASE;GROUND MTG;HV BSH 180 MV BSH LV BSH;MINERAL OIL INSULATED;ODAF;YNYN0/D 11;C/W VACUUM OLTC 23 TAP POSN;ATTACHED RADIATOR; | Substation Transformers
20878 | TRANSFORMER,POWER | 110 KV/33 KV/11 KV;80 MVA;3 PHASE;GROUND MTG;HV BSH 180 MV BSH LV BSH;MINERAL OIL INSULATED;ODAF;YNYN0/D 11;C/W VACUUM OLTC 23 TAP POSN;FREE STANDING RADIATOR; | Substation Transformers
20877 | TRANSFORMER,POWER | 110 KV/33 KV/11 KV;80 MVA;3 PHASE;GROUND MTG;HV BSH 180 MV BSH LV BSH;MINERAL OIL INSULATED;ODAF;YNYN0/D 11;C/W VACUUM OLTC 23 TAP POSN;ATTACHED RADIATOR; | Substation Transformers
20876 | TRANSFORMER,POWER | 110 KV/33 KV/11 KV;60 MVA;3 PHASE;GROUND MTG;HV BSH 180 MV AIR LV BSH;MINERAL OIL INSULATED;ODAF;YNYN0/D 11;C/W VACUUM OLTC 23 TAP POSN;FREE STANDING RADIATOR | Substation Transformers
20866 | TRANSFORMER,POWER | 110 KV/11 KV;30 MVA;3 PHASE;GROUND MTG; HV BSH 180 LV AIR;MINERAL OIL INSULATED; ODAF;YND 11;C/W VACUUM OLTC 23 TAP POSN; FREE STANDING RADIATOR;DRMCC;REDUCED | Substation Transformers
20865 | TRANSFORMER,POWER | 132 KV/11 KV;30 MVA;3 PHASE;GROUND MTG; HV BSH 180 LV AIR;MINERAL OIL INSULATED; ODAF;YND 11;C/W VACUUM OLTC 23 TAP POSN; FREE STANDING RADIATOR;DRMCC; | Substation Transformers
20864 | TRANSFORMER,POWER | 110 KV/11 KV;30 MVA;3 PHASE;GROUND MTG; HV BSH 180 LV AIR;MINERAL OIL INSULATED; ODAF;YND 11;C/W VACUUM OLTC 23 TAP POSN; FREE STANDING RADIATOR;DRMCC; | Substation Transformers
20863 | TRANSFORMER,POWER | 33 KV/11 KV;25 MVA;3 PHASE;GROUND MTG;HV AIR 90 LV AIR;MINERAL OIL INSULATED;ODAF ;DYN 11;C/W VACUUM OLTC 23 TAP POSN; FREE STANDING RADIATOR;DRMCC;REDUCED | Substation Transformers
20862 | TRANSFORMER,POWER | 33 KV/11 KV;25 MVA;3 PHASE;GROUND MTG; 33KV & 11KV CABLE BOXES; MINERAL OIL INSULATED; ODAF DYN 11;C/W VACUUM OLTC 23 TAP POSN; ATT RADIATOR;DRMCC;REDUCED | Substation Transformers
20861 | TRANSFORMER,POWER | 33 KV/11 KV;25 MVA;3 PHASE;GROUND MTG;HV BSH 90 LV AIR;MINERAL OIL INSULATED;ODAF ;DYN 11;C/W VACUUM OLTC 23 TAP POSN; FREE STANDING RADIATOR;DRMCC;REDUCED | Substation Transformers
20860 | TRANSFORMER,POWER | 33 KV/11 KV;25 MVA;3 PHASE;GROUND MTG;HV BSH 90 LV AIR;MINERAL OIL INSULATED;ODAF ;DYN 11;C/W VACUUM OLTC 23 TAP POSN; ATTACHED RADIATOR;DRMCC;REDUCED | Substation Transformers
20859 | TRANSFORMER,POWER | 33 KV/11 KV;15 MVA;3 PHASE;GROUND MTG;HV AIR 90 LV AIR;MINERAL OIL INSULATED;ONAF ;DYN 11;C/W VACUUM OLTC 23 TAP POSN; FREE STANDING RADIATOR;REDUCED SOUND | Substation Transformers
17782 | TRANSFORMER,POWER | 110/33/11 KV;120 MVA;3 PHASE;GROUND MTG; BSH HV 180 LV AIR;MINERAL OIL INSULATED; ODAF;YNYN OD 11;AS2374;ATTACHED RADIATORS;REFER PLANET FOR MORE DETAILS; | Substation Transformers
17482 | TRANSFORMER,POWER | 33 KV/11 KV;15 MVA;3 PHASE;GROUND MTG; BSH HV 90 LV AIR;MINERAL OIL INSULATED; ONAN;DYN 11;SEPERATED FREE STANDING RADIATORS;AS2374;REFER PLANET FOR | Substation Transformers
17453 | TRANSFORMER,POWER | 33 KV/11 KV;12.5 MVA;3 PHASE;GROUND MTG; BSH HV 90 LV AIR;MINERAL OIL INSULATED; ONAN;DYN 11;ATTACHED RADIATORS; | Substation Transformers
17403 | TRANSFORMER,POWER | 33 KV/11 KV;12.5 MVA;3 PHASE;GROUND MTG; BSH HV 180 LV BSH;MINERAL OIL INSULATED; ONAN;DYN 11; | Substation Transformers
17384 | TRANSFORMER,POWER | 33 KV/11 KV;15 MVA;3 PHASE;GROUND MTG BSH HV 90 LV AIR;MINERAL OIL INSULATED; ONAN;DYN 11;AS2374; | Substation Transformers
19033 | TRANSFORMER,POWER | 66/11 KV;30 MVA;3 PHASE;GROUND MTG;BSH HV 90 LV AIR;MINERAL OIL INSULATED;ODAF; DYN 11;ATTACHED RADIATORS;C/W OLTC 23 TAP POSITIONS;AS2374;REFER PLANET FOR | Substation Transformers
18607 | TRANSFORMER,POWER | 33/11 KV;22 MVA;3 PHASE;TRAILER MOUNTING ;HV 90 LV;MINERAL OIL INSULATED;ODAF;DYN 11;AS2374;FREE STANDING UNIT COOLER;PLUG IN HV & LV FIBRE OPTIC PROBES;FOR MOBILE | Substation Transformers
9113 | TRANSFORMER,POWER | 33 KV/11 KV;5 MVA;3 PHASE;GROUND MTG; BSH HV 180 LV BSH;MINERAL OIL INSULATED; ONAN;DYN 11; | Substation Transformers
13598 | TRANSFORMER,POWER,FIXED | POWER TRANSFORMER, FIXED; 240 V PRIMARY;12 V SECONDARY,60 VA MIN SPEC;FOR USE IN ZELLWEGER/SACS INTERFACE EQUIPMENT; | Substation
18573 | TRANSFORMER,POWER,FIXED | 240 V PRIMARY;32 V SECONDARY,60 VA; ENCLOSED WITH CONDUIT ENTRY;FOR USE WITH FROG PROTECTION; | Substation
14357 | TRANSFORMER,POWER,FIXED | POWER TRANSFORMER FIXED;240 V PRIMARY; 110 V SECONDARY,200 VA;OPEN TYPE; FOR USE AS AUX CONTROLS IN OLTC SYSTEMS; | Substation
11698 | TRANSFORMER,VOLTAGE | INTERPOSING;110 V/24 V RATIO;2.5 MS PER PH BURDEN;SINGLE PHASE;50 HZ;2.5 KV RATED INSUL LEVEL;CLASS 1M5P;1.1 V FACTOR;TOROIDAL CONSTRUCTION; | Distribution Transformers
16001 | TRANSFORMER,VOLTAGE | INSTRUMENT,METERING;O/D,POLE MTG; 11 KV/110 V;100 VA;3 PHASE;50 HZ; MINERAL OIL INSULATED;CLASS 0.5 M, CATA;FV 1.1; | Distribution Transformers
16500 | TRANSFORMER,VOLTAGE | METERING PROTECTN;O/D,STN TYPE; 33 KV/110 V/110 V;100 VA OUTPUT,24 MS PER PHASE BURDEN;3 PHASE;50 HZ;OIL INSULATED;CLASS 0.5 M 1P3R CAT B;1.5/30 | Distribution Transformers
17261 | TRANSFORMER,VOLTAGE | VOLTAGE TRANSFORMER;COMPLETE ASSEMBLY TO SUIT GEC SVB S/GEAR;USING COMPONENT STOCK CODE 17260;600 X 600 X 400; | Current & Voltage Transformers
22131 | TRANSFORMER,VOLTAGE | METERING PROTECTION;O/D SINGLE PHASE; STN TYPE;POLYMER , HEAVY POLLUTION;110 KV/SQRT3,110 V/SQRT3,110 V/SQRT3;100 VA CLASS 0.23P;24 MS;50 HZ;CAPACITOR VT; | Current & Voltage Transformers
20190 | TRANSFORMER,VOLTAGE | 19 KV/63.5 V;SINGLE PHASE UNIT;100 VA OUTPUT;CLASS 1;50 HZ;8MS/100 VA PER PHASE;VOLTAGE TRANSFORMER FOR SC19942; | Current & Voltage Transformers
20095 | TRANSFORMER,VOLTAGE | 33000/110 V;3 PHASE;VA/PHASE 200-100; CLASS 0.5M5P3R;S/N 17752,PLANT VT5; ITEM 2;REFER SC19737 FOR REPLACEMENT; | Distribution Transformers
20094 | TRANSFORMER,VOLTAGE | 33000/110 V;3 PHASE;VA/PHASE 200-100; CLASS 0.5M5P3R;S/N 17753,PLANT VT6; ITEM 1;REFER TO SC19737; | Distribution Transformers
20112 | TRANSFORMER,VOLTAGE | METERING AUXILIARY;240 V/110 V/90 V AC; 60 V OUTPUT;SINGLE PHASE;PAPER INSUL, AIR COOLED;TERMINATION VIA 200 MM FLYING LEADS;STEPDOWN TRANSFORMER; | Current & Voltage Transformers
20061 | TRANSFORMER,VOLTAGE | 19 KV/63.5 V;SINGLE PHASE UNIT;50 VA OUTPUT;CLASS 1;50 HZ;4MS/50 V PER PHASE; U/W AREVA WSA SWITCHGEAR; | Distribution Transformers
19937 | TRANSFORMER,VOLTAGE | METERING PROTECTION;O/D;STN TYPE; 19 KV/63.5 V;200 VA OUTPUT;48 MS PER PH BURDEN;SINGLE PHASE;50 HZ;RESIN INSUL; CLASS 0.5M 1P;VOLT FACTOR 1.5 X FOR | Distribution Transformers
22898 | TRANSFORMER,VOLTAGE | VT;VOLTAGE TRANSFORMER;11 KV / 28 V PH-PH;SUIT SCHNEIDER ADVC; | Distribution Transformers
22888 | TRANSFORMER,VOLTAGE | POLE MOUNTED VOLTAGE TRANSFORMER; TO SUIT 11kV NOJA OSM15 RECLOSER; INCLUDES MOUNTING BRACKETS AND ACCESSORIES; | Switchgear Distribution
2490969 | TRANSFORMER,VOLTAGE | RMU, 24 kV, 630A, 20kA/3s, ABB SafePlus M Module, LHS/RHS Joining Kit, Internal Arc Classification AFL 20kA/1s, Block Type VTs - JDZX10-10C1-A 22kV/v3:110/ | Switchgear
2490928 | TRANSFORMER,VOLTAGE | RMU, 12 kV, 630A, 25kA/3s, ABB SafePlus M Module, LHS/RHS Joining Kit, Internal Arc Classification AFL 20kA/1s, Block Type VTs - JDZX10-10C1-A 11kV/v3:110/ | Switchgear
5030 | TRANSFORMER,VOLTAGE | 145kV, IVT, 50Hz, Post Type 1Ph Outdoor c/w Metering Accuracy Tests | Current & Voltage Transformers
5029 | TRANSFORMER,VOLTAGE | 123kV, IVT, 50Hz, Post Type 1Ph Outdoor c/w Metering Accuracy Tests | Current & Voltage Transformers
25491 | TRANSFORMER,VOLTAGE | 11 KV/SQRT3, Single pole VT,O/D, Single Phase; 415 V/SQRT3; 10 VA; 3P; 50 HZ; Epoxy Resin Cast; | Substation
5027 | TRANSFORMER,VOLTAGE | 36kV, IVT, 50Hz, Post Type 1Ph Outdoor c/w Metering Accuracy Tests | Current & Voltage Transformers
25089 | TRANSFORMER,VOLTAGE | METERING PROTECTION CAPACITOR VT; O/D; SINGLE PHASE; POST TYPE;POLYMER;VERY HEAVY POLLUTION;110 KV/SQRT3,110 V/SQRT3 110 V/SQRT3;50 VA;CLASS 0.2 3P;50 HZ; | Current & Voltage Transformers
25088 | TRANSFORMER,VOLTAGE | METERING PROTECTION CAPACITOR VT; O/D; SINGLE PHASE; STN TYPE;COMPOSITE; VERY HEAVY POLLUTION; 132KV/SQRT3/110 V/SQRT3 110 V/SQRT3;50 VA;CLASS 0.2 3P;50 HZ; | Current & Voltage Transformers
25080 | TRANSFORMER,VOLTAGE | 33kV, 3 Ph, 5 Limb, Outdoor Type, Ratio 33kV/SQRT3:110V/SQRT3, 25VA Class 0.5M 3P, 33kV/SQRT3:110V/SQRT3, 30VA Class 3P c/w Type 4 Terminal Palm Connections, | Current & Voltage Transformers
24985 | TRANSFORMER,VOLTAGE | METERING PROTECTION CAPACITOR VT; O/D; SINGLE PHASE; POST TYPE; COMPOSITE 110 KV/SQRT3, 110 V/SQRT3, 110 V/SQRT3 200 VA 0.5M 3P; | Current & Voltage Transformers
24902 | TRANSFORMER,VOLTAGE | ABB SAFEPLUS-M; METERING PANEL; SINGLE METERING PANEL; EXTERNAL BUSBARS LEFT; LEFT EXTENSIBLE | Switchgear
23716 | TRANSFORMER,VOLTAGE | POLE MOUNTED VOLTAGE TRANSFORMER; TO SUIT 33KV NOJA OSM38 RECLOSER; INCLUDES MOUNTING BRACKET AND ACCESSORIES; | Switchgear Distribution
23533 | TRANSFORMER,VOLTAGE | OUTDOOR 110/3 kV;110/3 V VOLTAGE TRANSFORMER MODULE;INCLUDING DISCONNECTOR;FOR CONNECTION TO SC23534 & SC23535 | Switchgear Substation
23532 | TRANSFORMER,VOLTAGE | OUTDOOR 132/3kV;110/3 V VOLTAGE TRANSFORMER MODULE;INCLUDING DISCONNECTOR;FOR CONNECTION TO SC23534 & SC23535 | Switchgear Substation
23528 | TRANSFORMER,VOLTAGE | 145kV GAS INSULATED SWGR;TRANSFOMER, VOLTAGE;INDOOR 110/3kV;110/3 VOLTAGE TRANSFORMER MODEL WITH DISCONNECTOR; CONNECTS TO SC23524, SC23525, SC23526 | Switchgear Substation
23527 | TRANSFORMER,VOLTAGE | 145kV GAS INSULATED SWGR;TRANSFOMER, VOLTAGE;INDOOR 132/3kV;110/3 VOLTAGE TRANSFORMER MODEL WITH DISCONNECTOR; CONNECTS TO SC23524, SC23525, SC23526 | Switchgear Substation
19738 | TRANSFORMER,VOLTAGE | METERING PROTECTION;O/D;STN TYPE; 33/SRT 3 KV/110/SRT 3 V;3 PHASE;50 HZ; OIL INSUL;INTERNALLY EARTHED STAR POINT; | Switchgear Substation
19737 | TRANSFORMER,VOLTAGE | METERING;PROTECTION;O/D;STN TYPE; 33 KV/110 V/110 V;STAR/STAR/BROKEN DELTA ;3 PHASE;50 HZ;OIL INSUL; | Distribution Transformers
19607 | TRANSFORMER,VOLTAGE | VOLTAGE TX 1.65VA;433-415/63.5V; AS/NZSM6044.2 BURDEN 1.65VA ACCURACY; CLASS 1; PRIMARY 433-415VAC,5MA; SECONDARY 63.5VAC,26MA; | Current & Voltage Transformers
19465 | TRANSFORMER,VOLTAGE | ESITAS 2VTH-20;11000/240 V;SINGLE PHASE; 100 VA;CLASS 5M;15/28/95 KV;SUITABLE FOR NOJA VT-11/220-02; | Distribution Transformers
18715 | TRANSFORMER,VOLTAGE | 11 KV TO 27.8 V;100 VA;POLE MTG;C/W POLE MTG BRACKET;PRIMARY CONNECTION TAILS & FUSED SECONDARY CONNECTION LOOM; | Current & Voltage Transformers
18454 | TRANSFORMER,VOLTAGE | 240/110 V;25 VA;SCREW TERMINALS;47 MM H, 65 MM W,65 MM LG; | Current & Voltage Transformers
17901 | TRANSFORMER,VOLTAGE | METERING PROTECTION; O/D; CAP VOLT TYPE; 63.5 KV/63.5 V/63.5 V; 100 VA OUTPUT PER CCT; 24 MS BURDEN PER PHASE; 1 PHASE; 50 HZ; MIN.OIL INSUL. CLASS 0.2M/1P; | Distribution Transformers
21679 | TRANSFORMER,VOLTAGE | 11 KV TO 27.8 V;100 VA;POLE MTG;C/W POLE MTG BRACKET;2 X 4 M CC PRIMARY CONNECTION TAILS & FUSED SECONDARY CONNECTION LOOM,8 M LG FOR CONNECTION | Distribution Transformers
21305 | TRANSFORMER,VOLTAGE | METERING PROTECTION;O/D;STN TYPE; 110 KV/SQRT3,110 V/SQRT3,110 V SQRT3; 100 VA,CLASS 0.2M1P;24 MS;SINGLE PHASE; 50 HZ;CAPACITOR VT;AS1243; | Current & Voltage Transformers
20747 | TRANSFORMER,VOLTAGE | METERING PROTECTION;O/D;STN TYPE;19/KV/ 63.5 V;100 VA OUTPUT;24 MS PER PH BURDEN ;SINGLE PHASE;50 HZ;RESIN INSUL;CLASS 0.5 3P;VOLT FACTOR 1.9 X FOR 30 SEC; | Switchgear Substation
20883 | TRANSFORMER,VOLTAGE | 33 KV;27.8 V;100 VA;POLE MTG;C/W POLE MTG BRACKET;PRIMARY CONNECTION TAILS & FUSED SECONDARY CONNECTION LOOM; | Current & Voltage Transformers
16501 | TRANSFORMER,VOLTAGE | METERING PROTECTN;O/D,STN TYPE;33 KV /110 V;100 VA OUTPUT,24 MS PER PHASE BURDEN;3 PHASE;50 HZ;OIL INSULATED;CLASS 0.5 M 1P3R CAT B;1.5/30 SEC V FACTOR; | Distribution Transformers
16244 | TRANSFORMER,VOLTAGE | METERING PROTECTN;O/D,STN TYPE;132 KV/ SQRT3,110/SQRT3,110 V;100 VA;SINGLE PHASE;50 HZ;MINERAL OIL INSULATED; | Distribution Transformers
14019 | TRANSFORMER,VOLTAGE | AUXILIARY SUPPLY;O/D,POLE MTG;6.35 KV/ 240 V,500 VA;500 VA;SINGLE PHASE;50 HZ; MINERAL OIL INSUL,95 KV R.I.L.; | Distribution Transformers
12095 | TRANSFORMER,VOLTAGE | METERING PROTECTION;O/D,STN TYPE; 33 KV/110 V/110 V,ALL SEC LEADS BROUGHT OUT;200/100 VA OUTPUT,48/8 MS PER PHASE BURDEN;3 PHASE;50 HZ;MINERAL OIL INSUL; | Distribution Transformers
24294 | TRANSMITTER | Phase Identification LV Transmitter c/w Electro PJP Accessory Lead Set, for Futurepoint Systems Phase Identifier Kit | Electrical Test & Accsry Equip
2494276 | TRANSMITTER,TEMPERATURE | RTDT225, 2 Wire Output 4-20mA (loop), Input 0-100DegC, Direct, Option Loop Voltage 31 to 55V (60V for 30Sec), u/w PT100 Temperature Probe | Substation Batteries
2487197 | TRAY, BATTERY | S/Steel, suits ADVC2/3, Customized Tray for Extra Batteries, Dwg ADVC2-1907 | Switchgear Distribution
2481992 | TRIMMER,LAMINATED PLASTIC,HAND | Milwaukee, 18V, M18 Fuel, 1/4" Chuck, 31000RPM | Tools & Equipment
104502 | TRIMMER,TREE,POLE MOUNTED | Chainsaw, Pole Mounted, (Hydraulic) Long Reach Chainsaw Foam Filled Handle, 1905mm Lg (75 Inches) | Hardware & Tools
25199 | TROUSERS,MEN'S. | SIZE 97S;STYLE & MFR TO ENERGEX SAMPLE; TECASAFE 500, 197GSM, BLUE ENERGEX LOGO ARC FLASH RATED | HS & PPE
25201 | TROUSERS,MEN'S. | SIZE 107S;STYLE & MFR TO ENERGEX SAMPLE; TECASAFE 500, 197GSM, BLUE ENERGEX LOGO ARC FLASH RATED | HS & PPE
25203 | TROUSERS,MEN'S. | SIZE 117S;STYLE & MFR TO ENERGEX SAMPLE; TECASAFE 500, 197GSM, BLUE ENERGEX LOGO ARC FLASH RATED | HS & PPE
25205 | TROUSERS,MEN'S. | SIZE 127S;STYLE & MFR TO ENERGEX SAMPLE; TECASAFE 500, 197GSM, BLUE ENERGEX LOGO ARC FLASH RATED | HS & PPE
25298 | TROUSERS,MEN'S. | SIZE 72R;STYLE & MFR TO ENERGEX SAMPLE; TECASAFE 500, 197GSM, BLUE METERING DYNAMICS LOGO ARC FLASH RATED | HS & PPE
25297 | TROUSERS,MEN'S. | SIZE 127S;STYLE & MFR TO ENERGEX SAMPLE; TECASAFE 500, 197GSM, BLUE METERING DYNAMICS LOGO ARC FLASH RATED | HS & PPE
25296 | TROUSERS,MEN'S. | SIZE 122S;STYLE & MFR TO ENERGEX SAMPLE; TECASAFE 500, 197GSM, BLUE METERING DYNAMICS LOGO ARC FLASH RATED | HS & PPE
25295 | TROUSERS,MEN'S. | SIZE 117S;STYLE & MFR TO ENERGEX SAMPLE; TECASAFE 500, 197GSM, BLUE METERING DYNAMICS LOGO ARC FLASH RATED | HS & PPE
25294 | TROUSERS,MEN'S. | SIZE 112S;STYLE & MFR TO ENERGEX SAMPLE; TECASAFE 500, 197GSM, BLUE METERING DYNAMICS LOGO ARC FLASH RATED | HS & PPE
25293 | TROUSERS,MEN'S. | SIZE 107S;STYLE & MFR TO ENERGEX SAMPLE; TECASAFE 500, 197GSM, BLUE METERING DYNAMICS LOGO ARC FLASH RATED | HS & PPE
25292 | TROUSERS,MEN'S. | SIZE 102S;STYLE & MFR TO ENERGEX SAMPLE; TECASAFE 500, 197GSM, BLUE METERING DYNAMICS LOGO ARC FLASH RATED | HS & PPE
25291 | TROUSERS,MEN'S. | SIZE 97S;STYLE & MFR TO ENERGEX SAMPLE; TECASAFE 500, 197GSM, BLUE METERING DYNAMICS LOGO ARC FLASH RATED | HS & PPE
25214 | TROUSERS,MEN'S. | SIZE 112R;STYLE & MFR TO ENERGEX SAMPLE; TECASAFE 500, 197GSM, BLUE ENERGEX LOGO ARC FLASH RATED | HS & PPE
25312 | TROUSERS,MEN'S. | SIZE 99L;STYLE & MFR TO ENERGEX SAMPLE; TECASAFE 500, 197GSM, BLUE METERING DYNAMICS LOGO ARC FLASH RATED | HS & PPE
25311 | TROUSERS,MEN'S. | SIZE 94L;STYLE & MFR TO ENERGEX SAMPLE; TECASAFE 500, 197GSM, BLUE METERING DYNAMICS LOGO ARC FLASH RATED | HS & PPE
25310 | TROUSERS,MEN'S. | SIZE 89L;STYLE & MFR TO ENERGEX SAMPLE; TECASAFE 500, 197GSM, BLUE METERING DYNAMICS LOGO ARC FLASH RATED | HS & PPE
25309 | TROUSERS,MEN'S. | SIZE 84L;STYLE & MFR TO ENERGEX SAMPLE; TECASAFE 500, 197GSM, BLUE METERING DYNAMICS LOGO ARC FLASH RATED | HS & PPE
25308 | TROUSERS,MEN'S. | SIZE 79L;STYLE & MFR TO ENERGEX SAMPLE; TECASAFE 500, 197GSM, BLUE METERING DYNAMICS LOGO ARC FLASH RATED | HS & PPE
25307 | TROUSERS,MEN'S. | SIZE 74L;STYLE & MFR TO ENERGEX SAMPLE; TECASAFE 500, 197GSM, BLUE METERING DYNAMICS LOGO ARC FLASH RATED | HS & PPE
25306 | TROUSERS,MEN'S. | SIZE 112R;STYLE & MFR TO ENERGEX SAMPLE; TECASAFE 500, 197GSM, BLUE METERING DYNAMICS LOGO ARC FLASH RATED | HS & PPE
25305 | TROUSERS,MEN'S. | SIZE 107R;STYLE & MFR TO ENERGEX SAMPLE; TECASAFE 500, 197GSM, BLUE METERING DYNAMICS LOGO ARC FLASH RATED | HS & PPE
25304 | TROUSERS,MEN'S. | SIZE 102R;STYLE & MFR TO ENERGEX SAMPLE; TECASAFE 500, 197GSM, BLUE METERING DYNAMICS LOGO ARC FLASH RATED | HS & PPE
25303 | TROUSERS,MEN'S. | SIZE 97R;STYLE & MFR TO ENERGEX SAMPLE; TECASAFE 500, 197GSM, BLUE METERING DYNAMICS LOGO ARC FLASH RATED | HS & PPE
25302 | TROUSERS,MEN'S. | SIZE 92R;STYLE & MFR TO ENERGEX SAMPLE; TECASAFE 500, 197GSM, BLUE METERING DYNAMICS LOGO ARC FLASH RATED | HS & PPE
25301 | TROUSERS,MEN'S. | SIZE 87R;STYLE & MFR TO ENERGEX SAMPLE; TECASAFE 500, 197GSM, BLUE METERING DYNAMICS LOGO ARC FLASH RATED | HS & PPE
25300 | TROUSERS,MEN'S. | SIZE 82R;STYLE & MFR TO ENERGEX SAMPLE; TECASAFE 500, 197GSM, BLUE METERING DYNAMICS LOGO ARC FLASH RATED | HS & PPE
25299 | TROUSERS,MEN'S. | SIZE 77R;STYLE & MFR TO ENERGEX SAMPLE; TECASAFE 500, 197GSM, BLUE METERING DYNAMICS LOGO ARC FLASH RATED | HS & PPE
25213 | TROUSERS,MEN'S. | SIZE 107R;STYLE & MFR TO ENERGEX SAMPLE; TECASAFE 500, 197GSM, BLUE ENERGEX LOGO ARC FLASH RATED | HS & PPE
25212 | TROUSERS,MEN'S. | SIZE 102R;STYLE & MFR TO ENERGEX SAMPLE; TECASAFE 500, 197GSM, BLUE ENERGEX LOGO ARC FLASH RATED | HS & PPE
25211 | TROUSERS,MEN'S. | SIZE 97R;STYLE & MFR TO ENERGEX SAMPLE; TECASAFE 500, 197GSM, BLUE ENERGEX LOGO ARC FLASH RATED | HS & PPE
25210 | TROUSERS,MEN'S. | SIZE 92R;STYLE & MFR TO ENERGEX SAMPLE; TECASAFE 500, 197GSM, BLUE ENERGEX LOGO ARC FLASH RATED | HS & PPE
25209 | TROUSERS,MEN'S. | SIZE 87R;STYLE & MFR TO ENERGEX SAMPLE; TECASAFE 500, 197GSM, BLUE ENERGEX LOGO ARC FLASH RATED | HS & PPE
25208 | TROUSERS,MEN'S. | SIZE 82R;STYLE & MFR TO ENERGEX SAMPLE; TECASAFE 500, 197GSM, BLUE ENERGEX LOGO ARC FLASH RATED | HS & PPE
25207 | TROUSERS,MEN'S. | SIZE 77R;STYLE & MFR TO ENERGEX SAMPLE; TECASAFE 500, 197GSM, BLUE ENERGEX LOGO ARC FLASH RATED | HS & PPE
25206 | TROUSERS,MEN'S. | SIZE 72R;STYLE & MFR TO ENERGEX SAMPLE; TECASAFE 500, 197GSM, BLUE ENERGEX LOGO ARC FLASH RATED | HS & PPE
25290 | TROUSERS,MEN'S. | SIZE 92S;STYLE & MFR TO ENERGEX SAMPLE; TECASAFE 500, 197GSM, BLUE METERING DYNAMICS LOGO ARC FLASH RATED | HS & PPE
25289 | TROUSERS,MEN'S. | SIZE 87S;STYLE & MFR TO ENERGEX SAMPLE; TECASAFE 500, 197GSM, BLUE METERING DYNAMICS LOGO ARC FLASH RATED | HS & PPE
25288 | TROUSERS,MEN'S. | SIZE 82S;STYLE & MFR TO ENERGEX SAMPLE; TECASAFE 500, 197GSM, BLUE METERING DYNAMICS LOGO ARC FLASH RATED | HS & PPE
25220 | TROUSERS,MEN'S. | SIZE 99L;STYLE & MFR TO ENERGEX SAMPLE; TECASAFE 500, 197GSM, BLUE ENERGEX LOGO ARC FLASH RATED | HS & PPE
25219 | TROUSERS,MEN'S. | SIZE 94L;STYLE & MFR TO ENERGEX SAMPLE; TECASAFE 500, 197GSM, BLUE ENERGEX LOGO ARC FLASH RATED | HS & PPE
25218 | TROUSERS,MEN'S. | SIZE 89L;STYLE & MFR TO ENERGEX SAMPLE; TECASAFE 500, 197GSM, BLUE ENERGEX LOGO ARC FLASH RATED | HS & PPE
25217 | TROUSERS,MEN'S. | SIZE 84L;STYLE & MFR TO ENERGEX SAMPLE; TECASAFE 500, 197GSM, BLUE ENERGEX LOGO ARC FLASH RATED | HS & PPE
25216 | TROUSERS,MEN'S. | SIZE 79L;STYLE & MFR TO ENERGEX SAMPLE; TECASAFE 500, 197GSM, BLUE ENERGEX LOGO ARC FLASH RATED | HS & PPE
25215 | TROUSERS,MEN'S. | SIZE 74L;STYLE & MFR TO ENERGEX SAMPLE; TECASAFE 500, 197GSM, BLUE ENERGEX LOGO ARC FLASH RATED | HS & PPE
25204 | TROUSERS,MEN'S. | SIZE 122S;STYLE & MFR TO ENERGEX SAMPLE; TECASAFE 500, 197GSM, BLUE ENERGEX LOGO ARC FLASH RATED | HS & PPE
25202 | TROUSERS,MEN'S. | SIZE 112S;STYLE & MFR TO ENERGEX SAMPLE; TECASAFE 500, 197GSM, BLUE ENERGEX LOGO ARC FLASH RATED | HS & PPE
25200 | TROUSERS,MEN'S. | SIZE 102S;STYLE & MFR TO ENERGEX SAMPLE; TECASAFE 500, 197GSM, BLUE ENERGEX LOGO ARC FLASH RATED | HS & PPE
25198 | TROUSERS,MEN'S. | SIZE 92S;STYLE & MFR TO ENERGEX SAMPLE; TECASAFE 500, 197GSM, BLUE ENERGEX LOGO ARC FLASH RATED | HS & PPE
25197 | TROUSERS,MEN'S. | SIZE 87S;STYLE & MFR TO ENERGEX SAMPLE; TECASAFE 500, 197GSM, BLUE ENERGEX LOGO ARC FLASH RATED | HS & PPE
25196 | TROUSERS,MEN'S. | SIZE 82S;STYLE & MFR TO ENERGEX SAMPLE; TECASAFE 500, 197GSM, BLUE ENERGEX LOGO ARC FLASH RATED | HS & PPE
25473 | TROUSERS,WET WEATHER. | HI-VISIBILITY YELLOW FLAME RETARDANT SIZES SML - 4XL | HS & PPE
25518 | TROUSERS,WET WEATHER. | Modacrylic/cotton/pu membrane hi-visability yellow; Flame retardant; Elasticated waist with cord locks; Sizes XS- 5XL | HS & PPE
19139 | TROUSERS,WET WEATHER. | POLYESTER/PU COATED;BIB & BRACE TROUSERS ;NAVY BLUE WITH REFLECTIVE STRIPES TO AS1906.4;SIZE XXL;PACK OF 50,PACK WEIGHT 20 KG OR PACK OF 10,PACK WEIGHT 4 KG; | HS & PPE
19138 | TROUSERS,WET WEATHER. | POLYESTER/PU COATED;BIB & BRACE TROUSERS ;NAVY BLUE WITH REFLECTIVE STRIPES TO AS1906.4;SIZE XL;PACK OF 50,PACK WEIGHT 20 KG OR PACK OF 10,PACK WEIGHT 4 KG; | HS & PPE
19137 | TROUSERS,WET WEATHER. | POLYESTER/PU COATED;BIB & BRACE TROUSERS ;NAVY BLUE WITH REFLECTIVE STRIPES TO AS1906.4;SIZE L;PACK OF 50,PACK WEIGHT 20 KG OR PACK OF 10,PACK WEIGHT 4 KG; | HS & PPE
19135 | TROUSERS,WET WEATHER. | POLYESTER/PU COATED;BIB & BRACE TROUSERS ;NAVY BLUE WITH REFLECTIVE STRIPES TO AS1906.4;SIZE S;PACK OF 50,PACK WEIGHT 20 KG OR PACK OF 10,PACK WEIGHT 4 KG; | HS & PPE
18001 | TROUSERS,WOMEN'S | COTTON 100%,185 GSM APPROX;NAVY; WRINKLEFREE;VARIOUS SIZES;STYLE & MFR TO ENERGEX SAMPLE;C/W METERING DYNAMICS LOGO;REFER TO TECH SPEC TS 424; | HS & PPE
25189 | TROUSERS,WOMEN'S | SIZE 12;STYLE & MFR TO ENERGEX SAMPLE; TECASAFE 500, 197GSM, BLUE ENERGEX LOGO ARC FLASH RATED | HS & PPE
25191 | TROUSERS,WOMEN'S | SIZE 16;STYLE & MFR TO ENERGEX SAMPLE; TECASAFE 500, 197GSM, BLUE ENERGEX LOGO ARC FLASH RATED | HS & PPE
25193 | TROUSERS,WOMEN'S | SIZE 20;STYLE & MFR TO ENERGEX SAMPLE; TECASAFE 500, 197GSM, BLUE ENERGEX LOGO ARC FLASH RATED | HS & PPE
25284 | TROUSERS,WOMEN'S | SIZE 18;STYLE & MFR TO ENERGEX SAMPLE; TECASAFE 500, 197GSM, BLUE METERING DYNAMICS LOGO ARC FLASH RATED | HS & PPE
25283 | TROUSERS,WOMEN'S | SIZE 16;STYLE & MFR TO ENERGEX SAMPLE; TECASAFE 500, 197GSM, BLUE METERING DYNAMICS LOGO ARC FLASH RATED | HS & PPE
25282 | TROUSERS,WOMEN'S | SIZE 14;STYLE & MFR TO ENERGEX SAMPLE; TECASAFE 500, 197GSM, BLUE METERING DYNAMICS LOGO ARC FLASH RATED | HS & PPE
25281 | TROUSERS,WOMEN'S | SIZE 12;STYLE & MFR TO ENERGEX SAMPLE; TECASAFE 500, 197GSM, BLUE METERING DYNAMICS LOGO ARC FLASH RATED | HS & PPE
25280 | TROUSERS,WOMEN'S | SIZE 10;STYLE & MFR TO ENERGEX SAMPLE; TECASAFE 500, 197GSM, BLUE METERING DYNAMICS LOGO ARC FLASH RATED | HS & PPE
25279 | TROUSERS,WOMEN'S | SIZE 8;STYLE & MFR TO ENERGEX SAMPLE; TECASAFE 500, 197GSM, BLUE METERING DYNAMICS LOGO ARC FLASH RATED | HS & PPE
25278 | TROUSERS,WOMEN'S | SIZE 6;STYLE & MFR TO ENERGEX SAMPLE; TECASAFE 500, 197GSM, BLUE METERING DYNAMICS LOGO ARC FLASH RATED | HS & PPE
25195 | TROUSERS,WOMEN'S | SIZE 24;STYLE & MFR TO ENERGEX SAMPLE; TECASAFE 500, 197GSM, BLUE ENERGEX LOGO ARC FLASH RATED | HS & PPE
25194 | TROUSERS,WOMEN'S | SIZE 22;STYLE & MFR TO ENERGEX SAMPLE; TECASAFE 500, 197GSM, BLUE ENERGEX LOGO ARC FLASH RATED | HS & PPE
25287 | TROUSERS,WOMEN'S | SIZE 24;STYLE & MFR TO ENERGEX SAMPLE; TECASAFE 500, 197GSM, BLUE METERING DYNAMICS LOGO ARC FLASH RATED | HS & PPE
25286 | TROUSERS,WOMEN'S | SIZE 22;STYLE & MFR TO ENERGEX SAMPLE; TECASAFE 500, 197GSM, BLUE METERING DYNAMICS LOGO ARC FLASH RATED | HS & PPE
25285 | TROUSERS,WOMEN'S | SIZE 20;STYLE & MFR TO ENERGEX SAMPLE; TECASAFE 500, 197GSM, BLUE METERING DYNAMICS LOGO ARC FLASH RATED | HS & PPE
25192 | TROUSERS,WOMEN'S | SIZE 18;STYLE & MFR TO ENERGEX SAMPLE; TECASAFE 500, 197GSM, BLUE ENERGEX LOGO ARC FLASH RATED | HS & PPE
25190 | TROUSERS,WOMEN'S | SIZE 14;STYLE & MFR TO ENERGEX SAMPLE; TECASAFE 500, 197GSM, BLUE ENERGEX LOGO ARC FLASH RATED | HS & PPE
25188 | TROUSERS,WOMEN'S | SIZE 10;STYLE & MFR TO ENERGEX SAMPLE; TECASAFE 500, 197GSM, BLUE ENERGEX LOGO ARC FLASH RATED | HS & PPE
25186 | TROUSERS,WOMEN'S | SIZE 6;STYLE & MFR TO ENERGEX SAMPLE; TECASAFE 500, 197GSM, BLUE ENERGEX LOGO ARC FLASH RATED | HS & PPE
25187 | TROUSERS,WOMEN'S | SIZE 8;STYLE & MFR TO ENERGEX SAMPLE; TECASAFE 500, 197GSM, BLUE ENERGEX LOGO ARC FLASH RATED | HS & PPE
1441 | TUBE,METALLIC | COPPER;RD CROSS SECT SHAPE;6.5 M LG; 50.8 MM (2 IN) OD;4.88 MM (6SWG) WALL THICK;FOR BUSBAR USE; | Busbar and Fittings
3514 | TUBE,METALLIC | COPPER;PVC INSULATED,STEEL WIRE ARMOURED ,PVC SERVED;RD CROSS SECT SHAPE;6.35 MM (1/4 IN) OD;0.91 MM (20 SWG) WALL THK; ANNEALED;ON DRUM OR IN COILS;SECURITY | Forged Fittings
24907 | TUBE,METALLIC | Spiral, Seam Casing Liners, Galv, 0.8mm x 711mm Dia, 2000mm Lg, used to contain Pole Foundations | General Hardware
24906 | TUBE,METALLIC | Spiral, Seam Casing Liners, Galv, 0.8mm x 610mm Dia, 1500mm Lg, used to contain Pole Foundations | General Hardware
24905 | TUBE,METALLIC | Spiral, Seam Casing Liners, Galv, 0.8mm x 508mm Dia, 1500mm Lg, used to contain Pole Foundations | General Hardware
21234 | TUBE,METALLIC | ALUMINIUM;TUBULAR;20 MM DIA;1 X 1300 MM LG,8 MM HOLE EACH END,10 MM IN FROM END OF TUBE;1 X 1220 MM LG TUBE,8 MM HOLE EACH END,10 MM IN FROM EACH END;TUBES TO | Signs
20269 | TUBE,METALLIC | ALUMINIUM;GDE 6060;RD;6.5 M LG;40 MM OD; 3 MM WALL THK;T5 TEMPER; | Substation Accessories
18133 | TUBE,METALLIC | BUSBAR;ALUMINIUM GDE 6101-T6,RD CROSS SECT SHAPE;10 M LG;125 MM LG;6 MM WALL THK;MILL FINISH; | Busbar and Fittings
18132 | TUBE,METALLIC | BUSBAR;ALUMINIUM GDE 6101-T6,RD CROSS SECT SHAPE;10 M LG;80 MM OD;4 MM WALL THK;MILL FINISH; | Busbar and Fittings
17815 | TUBE,METALLIC | BUSBAR;ALUMINIUM GDE 6101-T6; ROUND CROSS-SECTION SHAPE;10 M LG; 100 MM OD;4 MM WALL THK;MILL FINISH; | Busbar and Fittings
12427 | TUBE,METALLIC | ALUMINIUM GDE 6060;RD CROSS SECT SHAPE; 6.5 M LG;40 MM OD;3 MM WALL THK;T5; | Forged Fittings
3632 | TUBING,NONMETALLIC | PVC;RD SHAPE;3.3 MM WALL THK;13 MM OD; black;FLEXIBLE;50 M COIL; | Hardware & Tools
3639 | TUBING,NONMETALLIC | POLYETHYLENE;RD SHAPE;16 MM OD; CLASS 12;FLEXIBLE;300 M ROLL;PACK WEIGHT 22 KG; | Conduit & Fittings
10490 | TUBING,PLASTICS,SPIRAL WRAP | PVC;BLACK;12.5 MM DIA;HELICAL PRE-SLIT; BOXES OF 25 M;USE FOR THE BINDING TOGETHER OF INSULATED CABLES; | Misc Non-Contract Items
19111 | TURNBUCKLE | STEEL;HOT DIPPED GALV;CLOSED EYE TYPE END PULLS;203 MM LG BODY LENGTH;M16; AS2319;GDE P;1.6 TONNES WWL; | Misc Non-Contract Items
22784 | TURNBUCKLE | Ratchet Turnbuckle, 1.6T WWL, 16mm Thd, 532mm Open & 350mm Closed, suit Inline Links | Hardware & Tools
19861 | TURNBUCKLE | FORGED STEEL,GALV;EYE-EYE;160 KN MIN FAILING LOAD; | Forged Fittings
19848 | TURNBUCKLE | STEEL;CLEVIS EYE;160 KN;M20;REQUIRED FOR 220 KN TRANSMISSION STAY X 2; | O/Head Line
4005 | TURPENTINE | SUPPLIED IN 4 L PLASTIC BOTTLE;PACK OF 4 X 4 L BOTTLES; | General Hardware
2407253 | TWISTED EYE TONGUE | 120kN, ETS 11-09-01 | Forged Fittings
17105 | UMBRELLA | 100% UV Protected,Hvy Duty Canvass, Navy Jointers Umbrella; 8 Panels, 2200 mm Dia ;c/w Pole frame coupling & Steel Spike | Tools & Equipment
2483964 | UMBRELLA | Showerproof Nylon Fabric, 75cm, Open Canopy 150cm W, Fibreglass Shaft, PVC Handle, SPF Rating 50+, AS/NZS 4399 | Tools & Equipment
2488328 | VALVE | Gas Filling Valve, suit GE F35-145kV GIS | Switchgear Substation
22421 | VALVE,REGULATING,FLUID PRESSURE | REGULATOR;WITH ADJUSTABLE PRESSURE WITH HOSE FAILURE VALVE;PRESSURE 1-4 BAR;MAX CAPACITY;BPE = 12 KG/H;POL MALE TO 3/8 IN BSP LH;PACK OF 1;RESTRICTED | Tools & Equipment
20653 | VALVE. | INTAKE/EXHAUST VALVE;TO SUIT CAT G3500 CYLINDER HEAD; | Tools & Equipment
20655 | VALVE. | INSERT EXHAUST VALVE;TO SUIT CAT G3500 CYLINDER HEAD; | Tools & Equipment
20657 | VALVE. | EXHAUST VALVE GUIDE;TO SUIT G3500 CYLINDER HEAD; | Tools & Equipment
20662 | VALVE. | INLET/OUTLET VALVE STEM SEAL;TO SUIT CAT G3500 CYLINDER HEAD; | Tools & Equipment
20658 | VALVE. | INTAKE VALVE GUIDE;TO SUIT G3500 CYLINDER HEAD; | Tools & Equipment
20656 | VALVE. | INSERT INTAKE VALVE;TO SUIT CAT G3500 CYLINDER HEAD; | Tools & Equipment
16083 | VARNISH | ELECTRICAL INSULATING VARNISH; ELMOTHERM VA42 RED; GLYPTAL; INSULATING PAINT; | Hardware & Tools
19464 | VARNISH | EXTERIOR CLEAR;FOR EXTERIOR TIMBER;DOORS ,WINDOWS,TIMBER PANELLING,RAILINGS, WEATHERBOARDS & EXPOSED BEAMS;4 L CAN; | PPE, Hardware & Tools
2498350 | VENT | Integrated Louvres, 160 x 110 x 8mm, Steel, for Rittal Enclosure Ventilation, Pack of 4 | Communications
24806 | VENT CHUTE | BLAST SHIELD FOR SCHNEIDER N38 RECLOSER; REQUIRED FOR SUBSTATION INSTALLATION; USE WITH SC21059; | Substation Accessories
15573 | VEST,HIGH VISIBILITY. | POLYESTER;FASTEN-UP FRONT,W/VELCRO FASTENERS;FLUORO ORANGE; SIZE L (107 CM);DAY TIME USE ONLY; REFER SC15545 FOR NIGHT TIME VEST; | PPE, Hardware & Tools
18993 | VEST,HIGH VISIBILITY. | POLYESTER;FASTEN-UP FRONT,W/VELCO FASTENERS;FLUORO ORANGE; SIZE XXXL (122 CM);DAYTIME USE ONLY; | PPE, Hardware & Tools
18992 | VEST,HIGH VISIBILITY. | POLYESTER;FASTEN-UP FRONT,W/VELCO FASTENERS;FLUORO ORANGE; SIZE XXL (117 CM);DAYTIME USE ONLY; | PPE, Hardware & Tools
15574 | VEST,HIGH VISIBILITY. | ACRYLIC;FASTEN-UP FRONT,W/VELCRO FASTENERS;FLUORO ORANGE; SIZE M (102 CM);DAY TIME USE ONLY; REFER SC 15545 FOR NIGHT TIME VEST; | Misc Non-Contract Items
327213 | VEST,HIGH VISIBILITY. | C/W REFLECTIVE STRIPES,;XXOS;100% COTTON | HS & PPE
20230 | VEST,HIGH VISIBILITY. | POLYESTER FABRIC;FASTEN-UP SIDES; W/VELCRO FASTENERS;FLURO YELLOW WITH RED REFLECTIVE STRIPS;LEGEND-TRAFFIC CONTROL ON FRONT & BACK;DAY/NIGHT | HS & PPE
18586 | VIRACLEAN | DISINFECTANT;SPECIFICALLY FOR CLEANING RESUSCITATION MASKS; | Misc Non-Contract Items
10442 | VISOR,FACESHIELD | POLYCARBONATE;HIGH VELOCITY IMPACT; TO FIT PROTECTOR FX-VH71 HELMET VISOR ATTACHMENT (STOCK CODE 10441); | HS & PPE
2496800 | VISOR,FACESHIELD | Versaflo M-924-25, Peel-Off Visor Cover, Tinted, for Versaflo TR-300 Series PAPR, Pack of 25 | HS & PPE
2496792 | VISOR,FACESHIELD | Versaflo M-928, Peel-Off Visor Cover, Clear, for Versaflo TR-300 Series PAPR, Pack of 40 | HS & PPE
2481000 | VISOR,FACESHIELD | Steel Mesh, Multi Fit | HS & PPE
2496834 | VISOR,FACESHIELD | Versaflo M-927, Premium Visor, Scratch & Chemical Resistant, for Versaflo TR-300 Series PAPR, Pack of 5 | HS & PPE
2469641 | VISOR,SUN | suit Mountaineering Safety Helmet | PPE, Hardware & Tools
25338 | VOLTAGE SENSOR | 33KV FKTB36 VOLTAGE SENSOR; BIL 170KV; CAP 7.5PF +/- 15%; 10M COAXIAL RG58.6MM CONNECTION LEADS WITH CAPDIS S2+, CAP SELECTION MODULE; | Misc Non-Contract Items
13020 | VOLTMETER. | DC;MOVING COIL;QUADRANT SCALE;0-150 V RANGE;CLASS 1.5;1000 OHMS PER V;96 MM SQ;FLUSH PANEL MTG;FITTED W/ANTIGLARE GLASS;AS1042-1.5; | Tools & Equipment
19851 | WASHER,BEVEL | Angular, Eyebolt Reinforcing Piece, Galv 75 x 75 x 8mm, FMS w/-Angular Steel Tube 25 x 25mm Bore Cut & Welded at 65 Deg u/w Eyebolt Ground Stays 56kN MWT (P30) | Line Support Equip
17449 | WASHER,CONTACT,ASSEMBLY | M10-16 BOLT SIZE;HIGH STRENGTH A1 ALLOY,PROFILED SURFACE;FOR HIGH CURRENT CONNECTION BETWEEN ALUMINIUM LUG & COPPER LUG OR BUSBAR;BOX OF 50; | Bolts, Washers & Fasteners
1091 | WASHER,CONVEX | STAINLESS STEEL;5/8 IN BOLT SIZE; BOX OF 100; | Bolts, Washers & Fasteners
21837 | WASHER,CONVEX | STAINLESS STEEL;M12 BOLT SIZE;24 MM OD; 1.85 MM THK;BELLEVILLE;BOX OF 100; BELLEVILLE WASHER;U/W TERMINATING 35 SQ MM CABLE LUGS; | Bolts, Washers & Fasteners
1007 | WASHER,FLAT | STEEL;GALV;M12 BOLT SIZE;50 MM SQ; 3 MM THK; | Bolts, Washers & Fasteners
20629 | WASHER,FLAT | RECESSED BRASS WASHER;U/W CHANGEOVER OPERATING ARM ATL; | Bolts, Washers & Fasteners
1008 | WASHER,FLAT | STEEL;GALV;M16 BOLT SIZE;50 MM SQ; 6 MM THK; | Bolts, Washers & Fasteners
1010 | WASHER,FLAT | STEEL;GALV;M24 BOLT SIZE;75 MM SQ; 6 MM THK;BAG OF 50,PACK WEIGHT 11.35 KG, PALLET OF 6400,PALLET WEIGHT 1527 KG; | Bolts, Washers & Fasteners
1016 | WASHER,FLAT | BRASS;1/4 IN BOLT SIZE;Pack of 100 | Bolts, Washers & Fasteners
1017 | WASHER,FLAT | BRASS;1/8 IN BOLT SIZE;BAG OF 200, PACK WEIGHT 0.08 KG; | Bolts, Washers & Fasteners
1018 | WASHER,FLAT | BRASS,BRIGHT;3/16 IN BOLT SIZE; 7/16 IN OD;21 SWG THK;BOX OF 200, PACK WEIGHT 0.10 KG; | Bolts, Washers & Fasteners
1022 | WASHER,FLAT | BRASS;5/32 IN BOLT SIZE;BAG OF 200, PACK WEIGHT 0.11 KG; | Bolts, Washers & Fasteners
1035 | WASHER,FLAT | STEEL;GALV;M24 BOLT SIZE;LARGE SERIES ,AS1237; | Bolts, Washers & Fasteners
1040 | WASHER,FLAT | STEEL;GALV;5/16 IN BOLT SIZE; BAG OF 50; | Bolts, Washers & Fasteners
1043 | WASHER,FLAT | STEEL;GALV;M10 BOLT SIZE;LARGE SERIES; AS1237;BAG OF 200,PACK WEIGHT 1.40 KG; | Bolts, Washers & Fasteners
1044 | WASHER,FLAT | STEEL;GALV;M12 BOLT SIZE;LARGE SERIES ,AS1237;BAG OF 200,PACK WEIGHT 2.22 KG; PALLET OF 2000, WEIGHT 25KG; | Bolts, Washers & Fasteners
1045 | WASHER,FLAT | STEEL;GALV;M16 BOLT SIZE;LARGE SERIES OD 34 MM,3.0 MM THK,AS1237; | Bolts, Washers & Fasteners
1046 | WASHER,FLAT | STEEL;GALV;M20 BOLT SIZE;LARGE SERIES ;AS1237;BOX OF 200,PACK WEIGHT 5.08 KG; | Bolts, Washers & Fasteners
1047 | WASHER,FLAT | STAINLESS STEEL;GDE 304 OR 316;1/4 IN BOLT SIZE;AS1449;BOX OF 100,PACK WEIGHT 0.15 KG; | Bolts, Washers & Fasteners
1048 | WASHER,FLAT | STAINLESS STEEL,GDE 304 OR 316; 3/16 IN BOLT SIZE;AS1449;BOX OF 100, PACK WEIGHT 0.06 KG; | Bolts, Washers & Fasteners
1051 | WASHER,FLAT | STAINLESS STEEL,GDE 304 OR 316; 5/16 IN BOLT SIZE;AS1449; | Bolts, Washers & Fasteners
1052 | WASHER,FLAT | STAINLESS STEEL,GDE 304;M10 BOLT SIZE; AS2837/AS1449 (MATERIAL),AS1237 (DIMENSIONS);BOX OF 100,PACK WEIGHT 0.2 KG; | Bolts, Washers & Fasteners
18006 | WASHER,FLAT | STAINLESS STEEL,GDE 304 OR 316;M16 BOLT SIZE;18 MM ID;57.2 OD;6 MM THK;BAG OF 100; | Bolts, Washers & Fasteners
13585 | WASHER,FLAT | BRASS;NICKEL PLATED;6 MM SCREW SIZE; 12 MM OD;BAG OF 200,PACK WEIGHT 0.13 KG; | Bolts, Washers & Fasteners
13584 | WASHER,FLAT | BRASS;NICKEL PLATED;5 MM SCREW SIZE;10 MM OD;PACK OF 200; | Bolts, Washers & Fasteners
13583 | WASHER,FLAT | BRASS;NICKEL PLATED;4 MM SCREW SIZE;8 MM OD;BAG OF 200,PACK WEIGHT 0.06 KG; | Bolts, Washers & Fasteners
12932 | WASHER,FLAT | LEAD;M24 BOLT SIZE,26 MM ID;50 MM OD; 1.8 MM NOM THK;BAG OF 50,TOTAL PACK WEIGHT - 26 KG;FOR U/W LV & 11 KV REEL INSULATORS; | Bolts, Washers & Fasteners
12483 | WASHER,FLAT | STAINLESS STEEL,GDE 304 OR 316;M12 BOLT SIZE,13.5 MM ID;44.5 MM OD;6 MM THK; BOX OF 100;FOR U/W 400 & 600 SQ MM LUGS, STOCK CODES 10887 & 10888;REFER UJ | Bolts, Washers & Fasteners
12445 | WASHER,FLAT | NYLON;M6 BOLT SIZE;Pack of 200. | Bolts, Washers & Fasteners
12444 | WASHER,FLAT | STEEL;ZINC PLATED;M8 BOLT SIZE; Pack of 1000 | Bolts, Washers & Fasteners
12155 | WASHER,FLAT | STEEL;GALV;26 MM ID;150 MM SQ;16 MM THK; BAG OF 10,PALLET OF 10;FOR USE WITH M24 STAY ROD; | Line Support Equip
8521 | WASHER,FLAT | STEEL;GALV;M20 BOLT SIZE;75 SQ MM 6 MM THK;BAG OF 50,PACK WEIGHT 11.93 KG, PALLET OF 3700,PALLET WEIGHT 360 KG; | Bolts, Washers & Fasteners
2416345 | WASHER,FLAT | Round, M12, 25mm OD, 1.6mm Thk, S/Steel Gde 316, Aust Std | Bolts, Washers & Fasteners
2439206 | WASHER,FLAT | Round, M20, S/Steel Gde 316 (P100) | Bolts, Washers & Fasteners
2407098 | WASHER,FLAT | Square, M16, 50 x 50 x 6mm, S/Steel Gde 316, Dwg 01-04-01 (P200) | Bolts, Washers & Fasteners
2407097 | WASHER,FLAT | Square, M24, 75 x 75 x 6mm, S/Steel Gde 316, Dwg 01-04-01 (P200) | Bolts, Washers & Fasteners
2406978 | WASHER,FLAT | Round, 6.35 x 15.88mm (1/4 x 5/8") S/Steel Gde 316 (P100) | Bolts, Washers & Fasteners
1779110 | WASHER,FLAT | Round, M8, 17 x 1.2mm, S/Steel Gde 316 (P100) | Bolts, Washers & Fasteners
104798 | WASHER,FLAT | Square, M20, 75 x 75 x 6mm, S/Steel Gde 316, Dwg 01-04-01 (P200) | Bolts, Washers & Fasteners
2475762 | WASHER,FLAT | Square, M20, 125 x 125mm, Min 5mm Thk, S/Steel Gde 316, Box of 25 | Bolts, Washers & Fasteners
2475739 | WASHER,FLAT | Square, M20, 125 x 125mm, Min 5mm Thk, Galv, Box of 10 | Bolts, Washers & Fasteners
2406979 | WASHER,FLAT | Round, M6, 12.5 x 1.2mm, S/Steel Gde 316 (P100) | Forged Fittings
21635 | WASHER,FLAT | Round, M20 Galv Steel, 60mm OD, 22mm ID, 4mm Thk, for Transformer Mounting | Bolts, Washers & Fasteners
21351 | WASHER,FLAT | TINNED COPPER;SPACER WASHER;38 MM DIA X 6 MM THICK;12 MM CLEARANCE HOLE;B & C PHASE CONECTION OF CABLE TERM;SAFELINK TOP ENTRY | Bolts, Washers & Fasteners
21350 | WASHER,FLAT | TINNED COPPER;SPACER WASHER;38 MM DIA X 30 MM THICK;12 MM CLEARANCE HOLE;A PHASE CONNECTION OF CABLE TERM; SAFELINK TOP ENTRY | Bolts, Washers & Fasteners
21276 | WASHER,FLAT | STEEL;GALV;M16 BOLT SIZE;FLAT ROUND WASHER;STRUCTRUAL;CLASS 8.8;THICKNESS (3.1 MIN,4.6 MAX);Pack of 800 | Bolts, Washers & Fasteners
20691 | WASHER,FLAT | STEEL;GALV;M24 BOLT SIZE;FLAT ROUND WASHER;CLASS 8.8;AS1252-1983;Pack of 350 | Bolts, Washers & Fasteners
20690 | WASHER,FLAT | STEEL;GALV;M20 BOLT SIZE;FLAT ROUND WASHER;CLASS 8.8;AS1252-1983;Pack of 500 | Bolts, Washers & Fasteners
1109 | WASHER,FLAT | STEEL;GALV;M16 BOLT SIZE;65 MM OD; 25 MM THK;ROUND WASHER;PACK OF 25,PACK WEIGHT 0.25 KG; | Bolts, Washers & Fasteners
1053 | WASHER,FLAT | STAINLESS STEEL,GDE 304;M12 BOLT SIZE; AS2837/AS1449 (MATERIAL),AS1237, (DIMENSIONS);BOX OF 100,PACK WEIGHT 0.09 KG; | Bolts, Washers & Fasteners
1054 | WASHER,FLAT | Round, M16, S/Steel Gde 316, Aust Std (P100) | Bolts, Washers & Fasteners
1068 | WASHER,LOCK | SPRING,SINGLE COIL;STEEL;GALV; M24 BOLT SIZE;AS1968;PACK OF 100; | Bolts, Washers & Fasteners
1076 | WASHER,LOCK | SPRING,SINGLE COIL;STAINLESS STEEL, GDE 316 OR 304;1/4 IN BOLT SIZE;AS1449; BOX OF 100,PACK WEIGHT 0.11 KG; | Bolts, Washers & Fasteners
1079 | WASHER,LOCK | SPRING,SINGLE COIL;STAINLESS STEEL, GDE 316 OR 304;5/16 IN BOLT SIZE;AS1449; BOX OF 100,PACK WEIGHT 0.2 KG; | Bolts, Washers & Fasteners
1081 | WASHER,LOCK | SPRING,SINGLE COIL;STAINLESS STEEL, GDE 316;M12 BOLT SIZE;AS2837/AS1449, MATERIAL),AS1968 (DIMENSIONS); BOX OF 50/100,PACK WEIGHT 0.09 KG; | Bolts, Washers & Fasteners
1080 | WASHER,LOCK | SPRING,SINGLE COIL;STAINLESS STEEL, GDE 316;M10 BOLT SIZE;AS2837/AS1449, (MATERIAL),AS1968 (DIMENSIONS); BOX OF 100,PACK WEIGHT 0.06 KG; | Bolts, Washers & Fasteners
12464 | WASHER,LOCK | EXT TOOTH,FLAT TYPE;STEEL,MILD;ZINC PLATED;M12 BOLT SIZE;23.82 MM OD;BAKED & HARDENED TO 55 ON ROCKWELL SCALE; ;2 = 1 SET;U/W M12 BOLTS,TO ATTACH OMEGA | Bolts, Washers & Fasteners
8519 | WASHER,LOCK | SPRING,SINGLE COIL,RECT SECT;STEEL;GALV; M20 BOLT SIZE;AS1968;PACK OF 200,PACK WEIGHT 1.6 KG; | Bolts, Washers & Fasteners
1106 | WASHER,LOCK | SPRING,SINGLE COIL;STEEL;ZINC PLATED; M8 BOLT SIZE;AS1968 | Bolts, Washers & Fasteners
1077 | WASHER,LOCK | SPRING,SINGLE COIL;STAINLESS STEEL, GDE 316 OR 304;3/16 IN BOLT SIZE;AS1449; PACK OF 100,PACK WEIGHT 0.07 KG; | Bolts, Washers & Fasteners
1069 | WASHER,LOCK | SPRING,SINGLE COIL;STEEL;GALV; M12 BOLT SIZE;AS1968;BOX OF 200, PACK WEIGHT 0.8 KG; | Bolts, Washers & Fasteners
1072 | WASHER,LOCK | SPRING,SINGLE COIL;STEEL;GALV; M10 BOLT SIZE;PACK OF 200,PACK WEIGHT 0.6 KG; | Bolts, Washers & Fasteners
15354 | WASHER,SHEAR | 2mm Thk, 350 PCD, Galv Steel, for use with SBM Pole, EQTS 05-02-01, Dwg 05-02-04 (scm) | Street Lighting Poles
1074 | WASHER,SPRING TENSION | M16, Galv Steel, Spring, Single Coil, 26.9mm OD, 16.7mm ID, 3.75mm Thk, AS1968 | Bolts, Washers & Fasteners
1778034 | WASHER,SPRING TENSION | Belleville, M16, S/Steel Gde 316 (P100) | Bolts, Washers & Fasteners
1778026 | WASHER,SPRING TENSION | Belleville, M12, 38mm OD, S/Steel Gde 316 (P100) | Bolts, Washers & Fasteners
1778018 | WASHER,SPRING TENSION | Belleville, M10, S/Steel Gde 301 (P100) | Bolts, Washers & Fasteners
104406 | WASHER,SPRING TENSION | M8, S/Steel Gde 316 (P100) | Bolts, Washers & Fasteners
8314 | WASHER,SPRING TENSION | M20, Single Coil, Rect Sect, S/Steel Gde 316, Aust Std | Bolts, Washers & Fasteners
1082 | WASHER,SPRING TENSION | M16, Single Coil, S/Steel Gde 316, Aust Std (P100) | Bolts, Washers & Fasteners
1089 | WASHER,SPRING TENSION | Belleville, M12, 30mm OD, 2mm Thk, S/Steel Gde 316 (P100) | Bolts, Washers & Fasteners
19836 | WASTE DISPOSAL,HAZMAT | ASBESTOS WASTE BAG;POLYETHYLENE PLASTIC BAG; 0.2 MM THICK;1100 MM LG,700 MM W; PACK OF 1,PACK WEIGHT 0.4 KG; | HS & PPE
2434868 | WASTE DISPOSAL,HAZMAT | Asbestos Vacuum Cleaner, H-Class, Numatic Model c/w Drill Nozzle, Decal "For Asbestos Use Only", Danger Asbestos Sticky Label 180 x 57mm, | HS & PPE
2434884 | WASTE DISPOSAL,HAZMAT | Asbestos Filter Cloth, Tritex, suit Numatic HZQ 200 & HZQ 190, H Class Vacuum Cleaner | HS & PPE
2407073 | WASTE DISPOSAL,HAZMAT | Asbestos Bag, Small, 900 x 600mm, 0.2mm Polyethylene, marked with Asbestos Hazard Warnings | HS & PPE
2465870 | WASTE DISPOSAL,HAZMAT | SF6 Vacuum Cleaner, H Class, Numatic, HEPA Filter, 9L Capacity, Printed with SF6 Use Only c/w Hose, Dusting Brush, Short Metal & Crevice Nozzles | HS & PPE
2473601 | WASTE DISPOSAL,HAZMAT | HAZIBAG, Site Asbestos Waste Bin, 1m3, 1000kg Four Point Lift, Fully Sealable & Lockable Top, Woven Grade 5 PP, Flexable Intemediate Bulk Container | HS & PPE
2454494 | WASTE DISPOSAL,HAZMAT | Asbestos Bag, Mini, 610 x 450mm, 0.2mm Polyethylene, marked with Asbestos Hazard Warnings (P100) | HS & PPE
2418218 | WASTE DISPOSAL,HAZMAT | Drilling Dust Extraction Vacuum Tool, Nozzle 32mm, used for Drilling Asbestos Products | HS & PPE
24893 | WATER,PUMP. | TSURUMI SUBMERSIBLE PUMP; MANUAL PUMP .4KW; 50MM Camlock Fitting 207LTR/MIN, MAX SOLIDS 7MM; SEMI-VORTEX IMPELLER; | Electrical Test & Accsry Equip
24894 | WATER,PUMP. | HOSE TO SUIT SUBMERSIBLE PUMP SC24893;20M ROLL; 2 INCH LOW PRESSURE LAYFLAT; INCLUDES CAM LOCKS AND CLAMPS; SUITS 50MM Camlock Fittings. | Electrical Test & Accsry Equip
3878 | WATER-DISPLACING COMPOUND | PREVENTS & REPAIRS ELECTRICAL FAILURES DUE TO MOISTURE,CORROSION,OR FRICTION 4 L CAN,PACK OF 6; | PPE, Hardware & Tools
3880 | WATER-DISPLACING COMPOUND | STARTS WET ENGINES,PENETRATES,LUBRICATES & PREVENTS CORROSION;400 G PRESSURE PACK,6; | PPE, Hardware & Tools
3879 | WATER-DISPLACING COMPOUND | CRC 2-26;PREVENTS & REPAIRS ELECTRICAL FAILURES DUE TO MOISTURE,CORROSION, DIRT ORFRICTION;450 G AEROSOL; PACK OF 6; | PPE, Hardware & Tools
2943 | WAX,PARAFFIN,TECHNICAL | 52 DEG C (125 F) MIN MELTING POINT; FULLY REFINED (COLOUR WHITE);5 SLABS PER CARTON,EACH SLAB WEIGHT APPROX 4.6KG ; FOR UG CABLE WIPES; | Misc Non-Contract Items
21395 | WEDGE,CABLE | INSULATING NYLON CABLE CORE SEPARATING GUARD;FOR PROTECTION WHEN CUTTING ADJACENT CABLE CORES;NOMINAL LIFT 23 MM; 1000 V RATED;TO IEC 60900-2004;PACK OF | Tools & Equipment
21823 | WEDGE,CABLE BELLING TOOL. | INSULATING RED PLASTIC BELLING TOOL;FOR FLARING CUT EDGES OF LEAD SHEATHED U/G CABLE 25 MM DIA;TOOL 140 MM LG;70 MM TAPER;30 MM RAD;1000 V RATED TO IEC60900 | Tools & Equipment
21394 | WEDGE,CABLE CORE. | INSULATING NYLON CABLE CORE SEPARATING WEDGE;SMOOTH SURFACE (NON-GROOVED); 225 MM LG;25 MM W;NOMINAL LIFT 38 MM; 1000 V RATED;TO IEC 60900-2004;PACK OF | Tools & Equipment
2481729 | WEDGE,GENERAL PURPOSE | Wooden Pole Wedges, Painted White, c/w Braided Rope Handle, Set of 4 | Tools & Equipment
2498533 | WHEEL | Replacement Wheel, Rear, for Metabo H-Class Battery Vacuum | Tools & Equipment
24158 | WHEEL, CUT-OFF | 125MM ULTRA THIN STAINLESS CUTTING DISC; FLEXOVIT 125MM X 0.8MM X 22MM; | Tools & Equipment
143834 | WHEEL, GRINDING | RAISED HUB;102 MM X 4 X 16 MM; 15280 RPM MAX;SUIT ANGLE GRINDER; PACK OF 1; | PPE, Hardware & Tools
2833 | WHEEL,ABRASIVE | STRAIGHT;350 MM (14 IN) DIA;3.2 MM (1/8 IN) THK;25 MM (1 IN) BORE;METAL CUTTING; FOR HITACHI 1/2 H.P. MACHINE SINGLE GLASS;PACK OF 20; | PPE, Hardware & Tools
22527 | WHEEL,ABRASIVE | GENERAL PURPOSE GRINDING WHEEL; DEPRESSED CENTRE;MAX 15300 RPM,GLASS FIBRE REINFORCED;100 MM DIA X 6 MM THK X 16 MM DIA HOLE;U/W METABO MODEL W8-100 | Hardware & Tools
14698 | WHEEL,ABRASIVE | STRAIGHT;302 MM DIA;4 MM THK;20 MM BORE;METAL CUTTING;FOR STIHL MACHINE; PACK OF 20; | Hardware & Tools
2478048 | WHEEL,ABRASIVE | General Purpose Metal Grinding Wheel, Mild Steel, Max RPM 12250 DIAMETER: THICKNESS: | Tools & Equipment
24172 | WHEEL,ABRASIVE | Cut Off Wheel, 125 x 1 x 22.23mm Disc, Complies with AS17788.1 - 1987 | Tools & Equipment
2470284 | WINCH,PERSONNEL RESCUE | HD Haul Mate System Complete, for Tower Rescue Kit | PPE, Hardware & Tools
11472 | WIRE ROPE ASSEMBLY,SINGLE LEG. | STEEL,HEMP CORE;GALV;3/4 IN DIA,200 FT LG;C/W THIMBLE & TALURIT SPLICE ONE END; USED FOR WINCH ROPE; | Misc Non-Contract Items
3271 | WIRE,ELECTRICAL | GENERAL PURPOSE;ELECTROLYTIC TOUGH PITCH COPPER (110),ANNEALED,TINNED;1/1.83 MM ;BARE;AS1574,AS2338;0.5 KG SPOOL;APPROX 14 SWG; | Cables
3279 | WIRE,ELECTRICAL | GENERAL PURPOSE;ELECTROLYTIC TOUGH PITCH COPPER (110),ANNEALED,TINNED; 1/0.500 MM;BARE;AS1574,AS2338;0.5 KG SPOOL; | Cables
7107 | WIRE,ELECTRICAL | BUILDING;COPPER,ANNEALED;1.5 SQ MM; 7/0.50 MM;0.6/1 KV;PVC INSULATED;RED; 100 M DRUM SIZE;WEIGHT 3.10 KG; | Cables
7103 | WIRE,ELECTRICAL | BUILDING;COPPER,ANNEALED;1.5 SQ MM;7/0.5 7/0.50 MM;0.6/1 KV;PVC INSULATED;BLUE; 100 M DRUM SIZE;WEIGHT 3.10 KG; | Cables
3273 | WIRE,ELECTRICAL | GENERAL PURPOSE;ELECTROLYTIC TOUGH PITCH COPPER (110),ANNEALED,TINNED; 1/1.25 MM;BARE;AS1574,AS2338;0.5 KG SPOOL, PACK WEIGHT - 25 KG; | Cables
3272 | WIRE,ELECTRICAL | GENERAL PURPOSE;ELECTROLYTIC TOUGH PITCH COPPER (110),ANNEALED,TINNED; 1/1.60 MM;BARE;AS1574,AS2338;0.5 KG SPOOL, PACK WEIGHT - 25 KG; | Cables
7108 | WIRE,ELECTRICAL | BUILDING;COPPER,ANNEALED;1.5 SQ MM; 7/0.50 MM;0.6/1 KV;PVC INSULATED;WHITE; 100 M DRUM SIZE;WEIGHT 3.10 KG; | Cables
12097 | WIRE,ELECTRICAL | BUILDING;COPPER,ANNEALED;25 SQ MM; 19/1.35 MM;0.6/1 KV;PVC INSULATED;BLACK; 100 M DRUM SIZE;WEIGHT 29.23 KG;BRIDGING CONDUCTOR URD FUSE PANEL; | Cables
8352 | WIRE,ELECTRICAL | BUILDING;COPPER,ANNEALED;16 SQ MM; 7/1.70 MM;0.6/1 KV;PVC INSULATED; GREEN/YELLOW;100 M DRUM SIZE DRUM WEIGHT 19.27 KG; | Cables
7177 | WIRE,ELECTRICAL | BUILDING;COPPER,ANNEALED;120 SQ MM; 37/2.03 MM;0.6/1 KV;PVC INSULATED;BLACK; 250 M DRUM,DRUM WEIGHT 315.27 KG; | Cables
7173 | WIRE,ELECTRICAL | BUILDING;COPPER,ANNEALED;95 SQ MM; 37/1.78 MM;0.6/1 KV;PVC INSULATED;BLACK; 250 M DRUM SIZE,DRUM WEIGHT241.79 KG; | Cables
7172 | WIRE,ELECTRICAL | BUILDING;COPPER,ANNEALED;95 SQ MM; 37/1.78 MM;0.6/1 KV;PVC INSULATED;GREEN/ YELLOW;100 M DRUM SIZE,DRUM WEIGHT 97.51 KG; | Cables
7165 | WIRE,ELECTRICAL | BUILDING;COPPER,ANNEALED;70 SQ MM; 19/2.14 MM;0.6/1 KV;PVC INSULATED;BLACK; 250 M DRUM SIZE,DRUM WEIGHT 173.69 KG; | Cables
7164 | WIRE,ELECTRICAL | BUILDING;COPPER,ANNEALED;50 SQ MM; 19/1.78 MM;0.6/1 KV;PVC INSULATED;BLACK; 250 M DRUM SIZE,DRUM WEIGHT 127.28 KG; | Cables
7163 | WIRE,ELECTRICAL | BUILDING;COPPER,ANNEALED;50 SQ MM; 19/1.78 MM;0.6/1 KV;PVC INSULATED;GREEN/ YELLOW;100 M DRUM SIZE;WEIGHT 51.71 KG; | Cables
7159 | WIRE,ELECTRICAL | BUILDING;COPPER,ANNEALED;35 SQ MM; 19/1.53 MM;0.6/1 KV;PVC INSULATED;BLACK; 250 M DRUM SIZE,DRUM WEIGHT 38.28 KG; 36 KV;FOR LV BRIDGING ON TFMRS | Cables
7156 | WIRE,ELECTRICAL | BUILDING;COPPER,ANNEALED;35 SQ MM; 19/1.53 MM;0.6/1 KV;PVC INSULATED;GREEN/ YELLOW;100 M DRUM SIZE,DRUM WEIGHT 38.28 KG; | Cables
7149 | WIRE,ELECTRICAL | BUILDING;COPPER,ANNEALED;16 SQ MM; 7/1.70 MM;0.6/1 KV;PVC INSULATED;BLACK; 100 M DRUM SIZE;DRUM WEIGHT 19.27 KG; | Cables
1542862 | WIRE,ELECTRICAL | BUILDING;COPPER,ANNEALED;6.0 SQ MM; 7/1.04 MM;0.6/1 KV;PVC INSULATED;BLACK; 100 M DRUM SIZE;WEIGHT 8.29 KG; | Cables
1542765 | WIRE,ELECTRICAL | BUILDING;COPPER,ANNEALED;2.5 SQ MM; 7/0.67 MM;0.6/1 KV;PVC INSULATED;GREY; 100 M DRUM SIZE;WEIGHT 4.27 KG; | Cables
1542722 | WIRE,ELECTRICAL | BUILDING;COPPER,ANNEALED;2.5 SQ MM; 7/0.67 MM;0.6/1 KV;PVC INSULATED;WHITE; 100 M DRUM SIZE;WEIGHT 4.27 KG; | Cables
2401126 | WIRE,ELECTRICAL | AERIAL,ALL ALUMINIUM ALLOY CONDUCTOR (AAAC);19/3.75 MM;CODE NEON;1200 DRUM SIZE,DRUM WEIGHT 880 KG; | Cables
1420459 | WIRE,ELECTRICAL | AERIAL;ALL ALUMINIUM ALLOY CONDUCTOR; (AAAC);37/3.00 MM;W/GREASED CORE;CODE- NITROGEN;2500 M DRUM SIZE,DRUM WEIGHT 2280 KG; | Cables
1420478 | WIRE,ELECTRICAL | AERIAL;ALL ALUMINIUM CONDUCTOR (AAC); 37/3.75 MM;W/GREASED CORE;CODE - TRITON; 250 M DRUM SIZE,DRUM WEIGHT METAL DRUM 430 KG,WOODEN DRUM WEIGHT 380 KG; | Cables
1425046 | WIRE,ELECTRICAL | CONDUCTOR AERIAL, SC/AC, 3/2.75, (3000M DRUM) (SCM) | Cables
23055 | WIRE,ELECTRICAL | AERIAL;HENDRIX MESSENGER WIRE;7 NO.6 AW; 7 X 4.11 MM STRANDED ALUMOWELD WIRES; FOR USE WITH HENDRIX SPACER SYSTEM; REQUIRED FOR CBT-MFD 33 KV FEEDER | Cables
2482826 | WIRE,ELECTRICAL | Flexible, 0.6/1kV, 6mm, TC, 40A, 84/0.3mm Strands, 5.6mm Dia, Conductor Resistance: 3.39 Ohm/km, Green/Yellow, Single Insulated, V-90HT PVC Insulation, | Cables
2478501 | WIRE,ELECTRICAL | HD Flexible, 0.6/1kV, 1C x 2.5mm2 (50/0.25), PVC, Green/Yellow, 100m Plastic Spool | Cables
2474708 | WIRE,ELECTRICAL | Conductor Aerial, ACSR/GZ, 30/7/.132, BEAR (Imperial) c/w Greased Core, Steel Drum | Cables
2471803 | WIRE,ELECTRICAL | 450/750V, 1C x 4mm2 (7/0.85) Cu Annealed PVC Insulated/PVC Sheath, Red/White, 100m Drum | Cables
7128 | WIRE,ELECTRICAL | BUILDING;COPPER,ANNEALED;4.0 SQ MM; 7/0.85 MM;0.6/1 KV;PVC INSULATED;GREEN/ YELLOW 100 M DRUM SIZE;WEIGHT 6.17 KG; | Cables
2425874 | WIRE,ELECTRICAL | BUILDING;COPPER,ANNEALED;70 SQ MM; 19/2.14 MM;0.6/1 KV;PVC INSULATED; GREEN/YELLOW;100 M DRUM,DRUM WEIGHT 70.27 KG; | Cables
2401437 | WIRE,ELECTRICAL | AERIAL;BARE COPPER,HARD DRAWN;7/2.00 MM; 500 M DRUM SIZE,DRUM WEIGHT 123 KG; | Cables
2400228 | WIRE,ELECTRICAL | AERIAL;BARE COPPER,HARD DRAWN;7/2.75 MM; 250 M DRUM SIZE,DRUM WEIGHT 105 KG; | Cables
1542919 | WIRE,ELECTRICAL | BUILDING;COPPER,ANNEALED;6.0 SQ MM; 7/1.04 MM;0.6/1 KV;PVC INSULATED; GREEN/YELLOW;100 M DRUM SIZE;WEIGHT 8.29 KG; | Cables
1542773 | WIRE,ELECTRICAL | BUILDING;COPPER,ANNEALED;4.0 SQ MM; 7/0.85 MM;0.6/1 KV;PVC INSULATED;RED; 100 M DRUM SIZE;WEIGHT 6.17 KG; | Cables
1313049 | WIRE,ELECTRICAL | Conductor, Bare, HDBCC, 19/2.14 (70mm2), 250m Wood Drum, JTS 03-03-01 | Cables
1313013 | WIRE,ELECTRICAL | AERIAL;COPPER,HARD DRAWN;16 SQ MM; 7/1.70 MM;0.6/1 KV;BLACK XLPE INSULATED; METRE MARKED;250 M DRUM SIZE,DRUM WEIGHT 55 KG; | Cables
1313048 | WIRE,ELECTRICAL | AERIAL;COPPER,HARD DRAWN;70 SQ MM; 19/2.14 MM; 0.6/1 KV; X90-UV INSULATED METRE MARKED; 250 M DRUM SIZE; WEIGHT 200 KG; | Cables
1420109 | WIRE,ELECTRICAL | AERIAL;ALL ALUMINIUM CONDUCTOR (AAC); 7/3.00 MM;W/GREASED CORE;CODE - LIBRA; 3100 M DRUM SIZE,DRUM WEIGHT METAL DRUM 580 KG,DRUM WEIGHT WOODEN | Cables
1420451 | WIRE,ELECTRICAL | AERIAL;ALL ALUMINIUM CONDUCTOR (AAC); 37/3.00 MM;W/GREASED CORE;CODE - SATURN 2500 M DRUM SIZE;DRUM NO LARGER THAN 950 MM DIA,900 MM W,INCL BOLTS & 75 MM | Cables
1421016 | WIRE,ELECTRICAL | AERIAL;ALUMINIUM CONDUCTOR STEEL REINFORCED/GALV (ACSR/GZ);3/2.50 MM + 4/2.50 MM;W/GREASED CORE;CODE -RAISIN; 2400 M DRUM SIZE,DRUM WEIGHT METAL DRUM | Cables
1421032 | WIRE,ELECTRICAL | AERIAL;ALUMINIUM CONDUCTOR STEEL REINFORCED/GALV (ACSR/GZ);6/3.75 MM + 1/3.75 MM;W/GREASED CORE;CODE -BANANA; 1900 M DRUM SIZE,DRUM WEIGHTMETAL | Cables
1421148 | WIRE,ELECTRICAL | AERIAL;ALUMINIUM CONDUCTOR STEEL REINFORCED/GALV (ACSR/GZ);6/3.00 MM + 1/3.00 MM;W/GREASED CORE;CODE -APPLE; 3100 M DRUM SIZE,DRUM WEIGHT METAL | Cables
1425518 | WIRE,ELECTRICAL | AERIAL;BARE OVERHEAD CONDUCTOR STEEL 3/2.75 SC/GZ;OVERHEAD 3 STRAND GALV STEEL CONDUCTOR; | Cables
1542757 | WIRE,ELECTRICAL | BUILDING;COPPER,ANNEALED;2.5 SQ MM; 7/0.67 MM;0.6/1 KV;PVC INSULATED;GREEN/ YELLOW;100 M DRUM SIZE;WEIGHT 4.27 KG; | Cables
2401162 | WIRE,ELECTRICAL | AERIAL;ALL ALUMINIUM CONDUCTOR (AAC); 19/4.75 MM W/GREASED CORE;CODE-TAURUS; 1400 M DRUM SIZE,DRUM WEIGHT 1536 KG; | Cables
2402822 | WIRE,ELECTRICAL | AERIAL;ALL ALUMINIUM ALLOY CONDUCTOR; (AAAC);19/4.75 MM;W/GREASED CORE;CODE- OXYGEN;1400 M DRUM SIZE,DRUM WEIGHT 1640 KG; | Cables
1421067 | WIRE,ELECTRICAL | AERIAL;ALUMINIUM CONDUCTOR STEEL REINFORCED/GALV (ACSR/GZ);6/4.75 MM + 7/1.60 MM;W/GREASED CORE;CODE -CHERRY; 2200 M DRUM SIZE,DRUM WEIGHT METAL | Cables
2418028 | WIRE,ELECTRICAL | AERIAL;ALL ALUMINIUM ALLOY CONDUCTOR; (AAAC);61/3.75 MM;W/GREASED CORE;CODE - SULPHUR;DRUM SIZE 1800 M,DRUM WEIGHT 4070 KG; | Cables
2400223 | WIRE,ELECTRICAL | AERIAL;BARE COPPER,HARD DRAWN;112.9 SQ MM;19/2.75 MM;DRUM SIZE500 M,(APPROX WEIGHT 567 KG); | Cables
1542714 | WIRE,ELECTRICAL | BUILDING;COPPER,ANNEALED;2.5 SQ MM; 7/0.67 MM;0.6/1 KV;PVC INSULATED;BLACK; 100 M DRUM SIZE;WEIGHT4.27 KG;USED IN SUBSTATION PANELS; | Cables
1542706 | WIRE,ELECTRICAL | BUILDING;COPPER,ANNEALED;2.5 SQ MM; 7/0.67 MM;0.6/1 KV;PVC INSULATED;RED; ;100 M DRUM SIZE;WEIGHT 4.27 KG; | Cables
1542838 | WIRE,ELECTRICAL | BUILDING;COPPER,ANNEALED;4.0 SQ MM; 7/0.85 MM;0.6/1 KV;PVC INSULATED;GREEN/ YELLOW 100 M DRUM SIZE;WEIGHT 6.17 KG; | Cables
1542781 | WIRE,ELECTRICAL | BUILDING;COPPER,ANNEALED;4.0 SQ MM; 7/0.85 MM;0.6/1 KV;PVC INSULATED;BLACK; 100 M DRUM SIZE;WEIGHT 6.17 KG; | Cables
1542749 | WIRE,ELECTRICAL | BUILDING;COPPER,ANNEALED;2.5 SQ MM; 7/0.67 MM;0.6/1 KV;PVC INSULATED;BLUE; 100 M DRUM SIZE;WEIGHT 4.27 KG; | Cables
22710 | WIRE,ELECTRICAL | AERIAL;ALL ALUMINIUM ALLOY CONDUCTOR (AAAC);37/3.75 MM;GREASED CORE;CODE- PHOSPHORUS;DRUM SIZE 4000 M,DRUM WEIGHT 1560 KG; | Cables
BC07185 | WIRE,ELECTRICAL | FOR RECOVERED BUILDING WIRE;VARIOUS KV RATINGS & CORES; | Cables
BC07054 | WIRE,ELECTRICAL | FOR RECOVERED COPPER CABLE;AERIAL;BARE COPPER HARD DRAWN;19/2.75 MM; | Cables
BC07053 | WIRE,ELECTRICAL | FOR RECOVERED COPPER CABLE;AERIAL;BARE COPPER,HARD DRAWN;19/2.14 MM; | Cables
BC07052 | WIRE,ELECTRICAL | FOR RECOVERED COPPER CABLE;AERIAL;BARE COPPER HARD DRAWN;7/2.75 MM; | Cables
BC12188 | WIRE,ELECTRICAL | FOR RECOVERED COPPER CABLE;AERIAL;BARE COPPER HARD DRAWN;7/2.03; | Cables
BC07232 | WIRE,ELECTRICAL | FOR RECOVERED COPPER CABLE O/H;AERIAL; COPPER HARD DRAWN;16 SQ MM;7/1.70 MM; 0.6/1 KV;BLACK PVC INSULATED; | Cables
21701 | WIRE,ELECTRICAL | LAN CABLE;CATEGORY 5E;4 PAIR;UTP CABLE; 305 M PUNCH BOX COLOUR (BLUE); | Hardware & Tools
21699 | WIRE,ELECTRICAL | FLEXIBLE EARTH CABLE;COPPER;PVC;G-Y; 50 SQ MM;637/.32;50 M ROLL;FOR RETROFITTING OF FLEXIBLE EARTHS TO PADMOUNT CUBICLE DOORS; | Cables
20700 | WIRE,ELECTRICAL | AERIAL;COPPER HARD DRAWN;7/1.70 MM; DRUM SIZE 500 M; | Cables
19570 | WIRE,ELECTRICAL | AERIAL;BARE COPPER,HARD DRAWN;120 SQ MM 37/2.03 MM;500 M DRUM SIZE,DRUM WEIGHT 600 KG; | Cables
18706 | WIRE,ELECTRICAL | FIRE PROTECTION;1.5 MM;7/0.50;RED TWIN WITH THICK SHEATH; | Cables
7328 | WIRE,ELECTRICAL | AERIAL;ALL ALUMINIUM CONDUCTOR (AAC); 19/3.75 MM;W/GREASED CORE;CODE - PLUTO ;1200 M DRUM SIZE,DRUM WEIGHT 832 KG; | Cables
7327 | WIRE,ELECTRICAL | AERIAL;ALL ALUMINIUM CONDUCTOR (AAC); 7/4.75 MM;W/GREASED CORE;CODE - MOON; 2200 M DRUM SIZE,DRUM WEIGHT 876 KG; | Cables
7326 | WIRE,ELECTRICAL | AERIAL;ALL ALUMINIUM CONDUCTOR (AAC); 7/3.75 MM;W/GREASED CORE;CODE - MARS; 1900 M DRUM SIZE;DRUM WEIGHT METAL DRUM 560 KG,WOODEN DRUM 502 KG; | Cables
7195 | WIRE,ELECTRICAL | BUILDING;COPPER,ANNEALED;16 SQ MM; 7/1.70 MM;450/750V ;PVC INSULATED,PVC SHEATHED (SINGLE CORE);RED INSULATED, GREY OR WHITE SHEATHED;100 M DRUM SIZE, | Cables
7192 | WIRE,ELECTRICAL | COPPER ANNEALED;6.0 SQ MM;7/1.04 MM; 450/750V;PVC INSULATED,PVC SHEATHED (SINGLE CORE);RED INSULATED,WHITE SHEATHED;100 M DRUM SIZE;WEIGHT 10 KG; | Cables
7191 | WIRE,ELECTRICAL | 450/750V, 1C x 4mm2 (7/0.85) Cu Annealed PVC Insulated/PVC Sheath, Black/White, 100m Drum | Cables
7185 | WIRE,ELECTRICAL | BUILDING;COPPER,ANNEALED;300 SQ MM DOUBLE INSULATED;91/2.05 MM;0.6/1 KV; CU XLPE/PVC-X-90 ;BLACK; 100 M DRUM SIZE ,WEIGHT 338 KG; | Cables
7181 | WIRE,ELECTRICAL | BUILDING;COPPER,ANNEALED;185 SQ MM; 37/2.52 MM;0.6/1 KV;PVC INSULATED;BLACK; 250 M DRUM SIZE,483.18 KG; | Cables
2482529 | WIRE,LOCKING,ANTIPILFER SEAL | Meter Sealing, Nylon, Crimped, 0.7mm Dia on 120m Reel, Green, suits Ferrule Type Maun Seals | Meters
3293 | WIRE,NONELECTRICAL | STEEL;1.6 MM;GREEN,PVC COVERED; 250 M COIL (4 KG);FOR U/W FENCING WIRE STOCK CODE 03297; | Substation
3352 | WIRE,NONELECTRICAL | 99.90% SOFT LEAD;2.24 MM DIA; AS1812;0.5 KG SPOOL,PACK OF 20, PACK WEIGHT 10 KG; | U/G Equipment
23053 | WIRE,NONELECTRICAL | COVERED TIE WIRE;ANNEALED ALUMINIUM WITH TPR COVER;TO SUIT HENDRIX CONDUCTOR;FOR USE WITH HENDRIX SPACER SYSTEM;REQUIRED FOR CBT-MFD | Cables
491669 | WIRE,NONELECTRICAL | Copper, Annealed, 2.64mm DIA, 10 KG Coil Approx, 50 Coils per pallet; | Cables
2403845 | WIRE,NONELECTRICAL | 99% MIN ALUMINIUM;ANNEALED,BRIGHT FINISH ;RD SHAPE;4 MM DIA;10 KG COIL APPROX, | Cables
343031 | WOOD PRESERVATIVE,BORON FLUORINE BASE | SOLID ROD;14 MM DIA;125 MM LG;SLOW RELEASE;BOX OF 108,CARTON OF 6 BOXES, PACK WEIGHT 15 KG;USE 1 PLUG (SC15504) FOR EVERY 3 RODS;N.B. UNIT OF ISSUE IS | O/Head Line
17245 | WOOD,PRESERVATIVE | DISODIUM OCTABORATE IMPEL RODS;8 MM X 30 MM LG NOM;FOR TIMBER PRESERVATION OF 10 MM POLE INSPECTION CORE SAMPLE DRILLED HOLES;BOX OF 1000,6 BOXES PER CARTON, | O/Head Line
14679 | WRAPPING,STRETCH | COEXTRUDED SHEET;TRANSPARENT;19 UM THK; 500 MM W;300 M LG;HEAVY DUTY CAST FILM WRAP; FOR HAND WRAPPER; 6 ROLLS PER BOX,PACK WEIGHT 5 KG;FOR USE AS A | Tools & Equipment
15952 | WRAPPING,STRETCH | POLYPHENYLENE;500 MM W;1310 M LG;25 UM THK;STRETCH TO AT LEAST 200% (CAST FILM);25 ROLLS PER PALLET;FOR PROTECTION & PACKAGING OF STORES STOCK ITEMS,ORDER | Tools & Equipment
23332 | WRAPPING,STRETCH | FILM, BUNDLING; USED WITH SC23331 - DISPENSER; 100MMX150MM; 10 ROLLS PER CARTON; | General Hardware
104449 | WRENCH | Drive End, 200mm Lg, for 38mm (1.5") Swamp Anchor, Rated at 10000 Lbf.ft | Hardware & Tools
104448 | WRENCH | Drive End, 2133mm Lg (7ft), Rated at 10000 Lbf.ft | Hardware & Tools
155595 | WRENCH BAR,AUGER DRIVE | 75mm Solid Square, 600mm Lg, Drilled both Ends, Weight 26kgs | Tools & Equipment
2416956 | WRENCH, ADJUSTABLE | Spanner, 250mm, for use in Insulated Tool Kit | Tools & Equipment
2436103 | WRENCH, ADJUSTABLE | Shifter, 265mm Lg, 32mm Opening, Fully Insulated 1000V, for Insulated Tool Kit | Tools & Equipment
2416717 | WRENCH, BOX | Single Spanner, 10mm, Offset, 1000V Insulated, for Tool Kit | Tools & Equipment
2416725 | WRENCH, BOX | Single Spanner, 11mm, Offset, 1000V Insulated, for Tool Kit | Tools & Equipment
2416733 | WRENCH, BOX | Single Spanner, 12mm, Offset, 1000V Insulated, for Tool Kit | Tools & Equipment
2416758 | WRENCH, BOX | Single Spanner, 14mm, Offset, 1000V Insulated, for Tool Kit | Tools & Equipment
2416774 | WRENCH, BOX | Single Spanner, 16mm, Offset, 1000V Insulated, for Tool Kit | Tools & Equipment
2416790 | WRENCH, BOX | Single Spanner, 18mm, Offset, 1000V Insulated, for Tool Kit | Tools & Equipment
2484020 | WRENCH, BOX | Bolt Head, Sunrise Attachment (Live Line Tools) | Tools & Equipment
2416808 | WRENCH, BOX | Single Spanner, 19mm, Offset, 1000V Insulated, for Tool Kit | Tools & Equipment
2416782 | WRENCH, BOX | Single Spanner, 17mm, Offset, 1000V Insulated, for Tool Kit | Tools & Equipment
2416766 | WRENCH, BOX | Single Spanner, 15mm, Offset, 1000V Insulated, for Tool Kit | Tools & Equipment
2416741 | WRENCH, BOX | Single Spanner, 13mm, Offset, 1000V Insulated, for Tool Kit | Tools & Equipment
2416816 | WRENCH, OPEN END | Single Spanner, 10mm, Insulated 1000V | Tools & Equipment
2416832 | WRENCH, OPEN END | Single Spanner, 12mm, Insulated 1000V, for use in Insulated Tool Kit | Tools & Equipment
2416857 | WRENCH, OPEN END | Single Spanner, 14mm, Insulated 1000V, for use in Insulated Tool Kit | Tools & Equipment
2416873 | WRENCH, OPEN END | Single Spanner, 16mm, Insulated 1000V, for use in Insulated Tool Kit | Tools & Equipment
2479616 | WRENCH, OPEN END | Single Spanner, 1/2" Whitworth, 1000V Insulated | Tools & Equipment
2479608 | WRENCH, OPEN END | Single Spanner, 7/16" Whitworth, 1000V Insulated | Tools & Equipment
2416907 | WRENCH, OPEN END | Single Spanner, 19mm, Insulated 1000V, for use in Insulated Tool Kit | Tools & Equipment
2416899 | WRENCH, OPEN END | Single Spanner, 18mm, Insulated 1000V, for use in Insulated Tool Kit | Tools & Equipment
2416881 | WRENCH, OPEN END | Single Spanner, 17mm, Insulated 1000V, for use in Insulated Tool Kit | Tools & Equipment
2416865 | WRENCH, OPEN END | Single Spanner, 15mm, Insulated 1000V, for use in Insulated Tool Kit | Tools & Equipment
2416840 | WRENCH, OPEN END | Single Spanner, 13mm, Insulated 1000V, for use in Insulated Tool Kit | Tools & Equipment
2416824 | WRENCH, OPEN END | Single Spanner, 11mm, Insulated 1000V, for use in Insulated Tool Kit | Tools & Equipment
23004 | WRENCH, TAP AND REAMER | SMALL TAP WENCH;1/4 IN "T" TYPE SKINPAK; | Tools & Equipment
2497691 | WRENCH,BUNG | Oil Drum Bung Spanner, Cast Al, for Removal & Fitting of Drum Plugs | Tools & Equipment
25497 | WRENCH,COMB OPEN END-SPANNER | JBS Combination Ring/Open End, 30mm, Fully Polished | Tools & Equipment
22957 | WRENCH,IMPACT | MILWAUKEE;IPWE 400 RQ;240 V;1/2 IN DRIVE ;405NM;725 W; | Hardware & Tools
24984 | WRENCH,IMPACT | Milwaukee, Ratchet, 12V, 3/8" Drive, 47Nm Torque, c/w Built-in LED Light & On-board Fuel Gauge, Skin only | Hardware & Tools
25114 | WRENCH,IMPACT | Milwaukee, M18 Fuel, Small 155mm, 1/2" Friction Ring Anvil, 18V, Powerstate Brushless Motor, 4-Mode Drive Control, Skin Only | Hardware & Tools
924743 | WRENCH,IMPACT | 18V IMPACT WRENCH LARGE; SKIN ONLY; VARIABLE SPEED TRIGGER; 183 MAX TORQUE; MILWAUKEE; | Tools & Equipment
925114 | WRENCH,IMPACT | 18V FUEL IMPACT WRENCH SMALL; SKIN ONLY; FRICTION RING BRUSHLESS POWERSTATE MOTOR 1/2" SQUARE DRIVE; 4 MODE DRIVE CONTROL; 300NM TORQUE; MILWAUKEE; | Tools & Equipment
24743 | WRENCH,IMPACT | Milwaukee, M18 Fuel, Large 205mm, 1/2" Pin Detent Anvil, 18V, Powerstate Brushless Motor, 4-Mode Drive Control, Skin Only | Hardware & Tools
18958 | WRENCH,IMPACT,HYDRAULIC | HYDRAULIC DRIVEN IMPACT DRILL;C/W 11 MM (7/16 IN) QUICK CHANGE HEXAGON CHUCK; TRIGGER GUARD;DUAL OPEN/CLOSED CENTRE POWER SYSTEM;6.9 TO 13.8 MPA WORKING | Hardware & Tools
918958 | WRENCH,IMPACT,HYDRAULIC | HYDRAULIC DRIVEN IMPACT DRILL;C/W 11 MM (7/16 IN) QUICK CHANGE HEXAGON CHUCK; TRIGGER GUARD;DUAL OPEN/CLOSED CENTRE POWER SYSTEM;6.9 TO 13.8 MPA WORKING | Tools & Equipment
2498996 | WRENCH,OFFSET | Offset Jointer Spanner, 3/4" drive socket, used to join Concrete Poles | Tools & Equipment
2433 | WRENCH,OPEN END,ADJUSTABLE | 200 MM LG;23 MM CAP;PACK OF 1; | Hardware & Tools
2435 | WRENCH,OPEN END,ADJUSTABLE | 300 MM LG;32 MM CAP;PACK OF 1; | Hardware & Tools
2434 | WRENCH,OPEN END,ADJUSTABLE | 250 MM LG;27 MM CAP;PACK OF 1; | Hardware & Tools
2437 | WRENCH,RATCHET | METRIC;SINGLE ENDED;REVERSIBLE RATCHET; 19 MM & 24 MM SOCKETS; HANDLES; PACK OF 2;TO FIT M12 & M16 BOLTS | PPE, Hardware & Tools
2438 | WRENCH,RATCHET | METRIC;SINGLE ENDED;REVERSIBLE RATCHET; 24 MM & 30 MM SOCKETS; TO FIT M16 & M20 BOLTS | PPE, Hardware & Tools
23886 | WRENCH,RATCHET | Large VDE Adjustable Torque Wrench, 460mm,Dualescale, 20-100Nm(15-80 lbf.ft) 1/2" Drive, CW/CCW Operation, Reversible Ratchet, 1000V AC/1500V DC, | Hardware & Tools
104425 | WRENCH,RATCHET | Single Ended, Reversible, Dual Size, 18mm & 24mm A/F Hex Sockets, Cushioned Grip Handle | Tools & Equipment
2416683 | WRENCH,RATCHET | Reversible 1/2" Drive Insulated 1000V for use in Insulated Tool Kit | Tools & Equipment
24898 | WRENCH,RATCHET | METRIC;SINGLE ENDED;REVERSIBLE RATCHET; 13 MM & 17 MM SOCKETS;PLASTIC HANDLE; 190/200 MM;6 SIDED SOCKET PACK OF 1 | O/Head Line
22951 | WRENCH,RATCHET | 50 VDE Insulated Adjustable Torque Wrench, Clockwise, Counter Clockwise Operation, Reversible Ratchet, 1/2" Drive, Dual Scale 5-50Nm (5-50 LBF.FT), | Hardware & Tools
17371 | WRENCH,RATCHET | METRIC;SINGLE ENDED;REVERSIBLE RATCHET; 13 MM & 17 MM SOCKETS;PLASTIC HANDLE, 250/260 MM;6 SIDED SOCKET | Hardware & Tools
2485803 | WRENCH,SOCKET | 3 in 1 Square Nut Socket Impact Rated 7/16" Hex, suits 3/4", 1" & 1 1/8" Square Nuts SPECIAL FEATURES: | Tools & Equipment
2479665 | WRENCH,SOCKET | T Wrench, 1/2" Square Drive, 1000V Insulated, 310mm Lg | Tools & Equipment
25350 | WRENCH,SOCKET | SOCKET IMPACT 3/4 SQ DR HEX AF1 11/16"; SOCKET 1 11/16; | Tools & Equipment
24998 | WRENCH,SOCKET | J Hook Centre Impact Socket 49mm x 14mm 1/2 Square Drive | Hardware & Tools
13966 | WRENCH,SPANNER | 6 KEYWAY,RD DRIVE;SINGLE ENDED;NYLON;FOR USE ON "CLIPSAL" & "EUGAQUIP" INSULATED VOLTAGE KNOBS;ONE PIECE,W/LARGER DIA HANDLE;FOR USE ON TEST BLOCK; | Tools & Equipment
2405048 | WRENCH,SPANNER | Turret, T-Bar to Suit "D" Head Holding Down Bolts | Hardware & Tools
2491496 | WRENCH,TORQUE | 3/8", Square Drive, 7-108Nm | Tools & Equipment
23952 | WRENCH/DRILL,IMPACT,BATTERY | Milwaukee 18V, M18 Fuel, 7/16" Hex High Impact Drill, Hi-Torq | Hardware & Tools
923952 | WRENCH/DRILL,IMPACT,BATTERY | Repaired, Milwaukee, 18V, M18 Fuel, 7/16" Hex High Impact Drill, Hi-Torq | Tools & Equipment
2478253 | WRENCH/DRILL,IMPACT,BATTERY | Milwaukee, M12 Fuel, 1/2" Stubby, Friction Ring, 12V, Powerstate Brushless Motor, 4-Mode Drive Control, Skin Only | Tools & Equipment
2473726 | WRENCH/DRILL,IMPACT,BATTERY | Milwaukee 18V, M18 Fuel, 1/4" Hex Impact Driver, 226Nm Torque, One-Key Enabled, Skin Only | Tools & Equipment
16745 | YOKE,ELECTRICAL CLAMP | MECHANICAL FERRULE TYPE;ALUMINIUM;(33 KV );STRAIGHT VEE SECTION SEPERABLE CONNECTOR,FOR LGE STRANDED CONDUCTOR TO 300 SQ MM MAX;USED IN LV HEATSHRINK | Misc Non-Contract Items
16820 | YOKE,ELECTRICAL CLAMP | ALUMINIUM ALLOY BODY;TO SUIT LV PLY INSULATED MAINS,3.5 CORE X 185 SQ MM SECTOR STRANDED COPPER,TAP ALLOWS 4.6-70 SQ MM CIRCULARISED STRANDED ALUM | Misc Non-Contract Items
16543 | YOKE,ELECTRICAL CLAMP | MECHANICAL FERRULE TYPE;ALUMINIUM; STRAIGHT VEE SECTION SEPARABLE CONNECTOR FOR ALL STRANDED CONDUCTORS TO 185 SQ MM MAX;USED IN LV HEATSHRINK | Misc Non-Contract Items
14263 | YOKE,ELECTRICAL CLAMP | MECHANICAL FERRULE TYPE;ALUMINIUM;120 MM LG;SOLID TO STRANDED CORE;FOR 240 SQ MM AL STRANDED OR SOLID SECT OR NEUTRAL SCREENED CABLE;ASSOC.ITEMS-SCREWS STOCK | Misc Non-Contract Items